## 00_README
BANKABLE HYDRO — Hydropower Project & Power-System Bankability Model (v1.0)
Can this project deliver bankable power WITHOUT creating unsustainable public liabilities?
Purpose | One integrated engine linking HYDRO RESOURCE → PLANT → TRANSMISSION → GRID → DEMAND → UTILITY → REGULATION → PPA → FINANCE → PPP/IPP → GOVERNMENT SUPPORT → FISCAL EXPOSURE → BANKABILITY.
Core philosophy | Technical feasibility is not financial bankability. Financial bankability is not sustainable public finance.
Reference project | Lumora Falls Hydropower Project, Republic of Navaria — ENTIRELY FICTIONAL. All inputs are illustrative and must be replaced with project data.
Users | Developer, investor, lender, Ministry of Finance / PPP unit, utility, DFI, transaction adviser — same engine, different read-outs (see User Manual).
How to use | 1) Set case/structure/stresses on 01_CONTROL_PANEL. 2) Replace blue inputs on sheets 02-17A, 21-26. 3) Read 32_DASHBOARD and 30_BANKABILITY. 4) Check 33_CHECKS = ALL OK.
Colour code | Blue font = hard-coded input; yellow fill = key lever; black = formula; green = link to another sheet; green-shaded cell = key output.
Units | USD million nominal unless stated; energy GWh; capacity MW; real inputs in 2026 USD.
Timeline | Annual, 40 periods from model start year. Construction + concession must fit within 40 years (checked).
Circularity | None. IDC, fees and DSRA are equity-funded; commercial debt is sculpted on a lender-case CFADS with unlevered tax. Documented simplifications.
Scenarios | Three exclusive cases (Base/Low/High) + nine combinable stress toggles + five sensitivity flexes. Full-engine snapshots: python tools/run_snapshots.py.
Structures | Five structures on 17A_STRUCTURES evaluated by the full engine (select on control panel) and by a live closed-form comparison.
Bankability | Nine-gate weakest-link framework with explicit thresholds (30_BANKABILITY). No hidden weights.
Fiscal screening | 26 is a PROJECT-LEVEL FISCAL EXPOSURE SCREENING. It does not replace IMF/World Bank debt sustainability analysis.
Limitations | Simplified utility model; normal-approximation P-values; proportional curtailment; annual periodicity; deterministic guarantee calls; user-judgement probabilities. Not investment, legal or tax advice.
Sources | See research/source_database.md and research/case_studies/. Benchmark placeholders are labelled; replace with verified values before use.
Sheet map | 00 README ¦ 01 Control ¦ 02-07 Project ¦ 08-10 Power system ¦ 11-12 Offtaker/utility ¦ 13-16 Regulation, PPA, tariff, revenue ¦ 17-21 Finance ¦ 22-26 Public finance ¦ 27-28 Scenarios/sensitivity ¦ 29-30 Risk & bankability ¦ 31 Case study ¦ 32 Dashboard ¦ 33 Checks

## 01_CONTROL_PANEL
01 CONTROL PANEL — Scenario, structure and case selection
Blue = input. Yellow = key lever. Every stress toggle can be combined with any other.
A. CASE & GENERATION SELECTION
Model case (1=Base, 2=Low, 3=High) | 1-3 | 1 | Case multipliers in 27_SCENARIOS
Generation case for cash flows (1=P50, 2=P75, 3=P90) | 1-3 | 1 | Equity / sponsor case usually P50
Lender sizing generation case (1=P50, 2=P75, 3=P90) | 1-3 | 3 | Lenders typically size debt on a P90 (one-year) case — verify with lenders' technical adviser
B. TRANSACTION STRUCTURE
Financing / PPP structure (1-5, see 17A_STRUCTURES) | 1-5 | 3 | 1 Public ¦ 2 IPP ¦ 3 PPP ¦ 4 Hybrid ¦ 5 Blended finance
Selected structure |  | PPP (SOE + private, DFI-backed)
Debt sizing mode (1=sculpted in-model, 2=locked amounts) | 1-2 | 1 | Use 2 to stress a FIXED debt package (paste base-case amounts in 18_DEBT)
Government budget backstop of utility PPA shortfall (1=yes, 0=no) | 0/1 | 1 | 1: shortfall becomes a fiscal cost. 0: shortfall becomes a guarantee call or IPP arrears
C. STRESS TOGGLES (1 = ON). Parameters in 27_SCENARIOS
Drought case | 0/1 | 0
CAPEX overrun | 0/1 | 0
Construction delay | 0/1 | 0
Low demand | 0/1 | 0
Offtaker stress | 0/1 | 0
FX depreciation | 0/1 | 0
High interest rate | 0/1 | 0
Transmission delay | 0/1 | 0
Climate trend on flows | 0/1 | 0
D. SENSITIVITY FLEXES (applied on top of case & stresses)
CAPEX flex | % | 0% | e.g. 0.10 = +10%
Generation (flow) flex | % | 0%
PPA tariff flex | % | 0%
OPEX flex | % | 0%
Commercial interest rate flex (absolute) | % | 0% | e.g. 0.01 = +100 bps
E. ACTIVE SCENARIO READ-OUT
Active stress count | # | 0
Project IRR (post-tax, unlevered) | % | 9.703%
Private equity IRR | % | 14.87%
Minimum DSCR (actual case) | x | 1.9638
Financing gap | USDm | 60.932
Fiscal NPV to government (negative = net cost) | USDm | 30.1994
Overall bankability verdict |  | NOT YET BANKABLE — development gaps remain
Model integrity checks |  | ALL OK

## 02_PROJECT_INPUTS
02 PROJECT INPUTS — Fictional reference project: Lumora Falls Hydropower Project
All data FICTIONAL, constructed for training. Not based on any confidential project data.
A. PROJECT IDENTITY
Project name |  | Lumora Falls Hydropower Project (LFHP) | Fictional
Country |  | Republic of Navaria | Fictional sub-Saharan African country
River / basin |  | Lumora River | Fictional; bimodal tropical regime
Scheme type |  | Run-of-river with daily pondage
B. TIMING
Model start / financial close year (t=1) | year | 2027
Price base year for real inputs | year | 2026 | All 'real' inputs in 2026 USD
Base construction period | years | 5 | Large African hydro often 5-8 yrs (see case library)
Concession / PPA operating term | years | 30 | BOOT; transfer to state at zero value at end
C. PLANT
Installed capacity | MW | 400 | 4 x 100 MW Francis units (fictional)
Number of units | # | 4
D. MACRO (USD model with local-currency utility)
US CPI (USD indexation) | % p.a. | 2% | Assumption
Local CPI (Navarian lira, NVL) | % p.a. | 8% | Assumption
FX rate in base year | NVL/USD | 20 | Fictional
Base-case nominal depreciation of NVL vs USD | % p.a. | 6% | Roughly inflation differential (PPP) — assumption
CAPEX escalation during construction | % p.a. | 2.5%
Project discount rate (nominal USD) for NPV/LCOE | % | 10% | Assumption; replace with sponsor WACC
Government discount rate for fiscal PV | % | 8% | Proxy: sovereign USD borrowing cost — assumption

## 03_HYDROLOGY
03 HYDROLOGY — Flow, head, efficiency → monthly & annual energy; P50/P75/P90
Installed vs available vs expected vs contracted energy are kept distinct (see 04_GENERATION)
A. PLANT HYDRAULIC PARAMETERS
Design (rated) turbine flow | m3/s | 450 | Fictional
Net rated head | m | 105 | Fictional
Turbine efficiency | % | 92% | Assumption (not sourced)
Generator & transformer efficiency | % | 98% | Assumption
Environmental flow release | m3/s | 30 | Set by ESIA / water permit
Plant availability (planned + forced outages) | % | 95% | Assumption
First operating year availability factor (commissioning ramp) | x | 0.85
Water density | kg/m3 | 1000 | Physical constant
Gravity | m/s2 | 9.81 | Physical constant
B. HYDROLOGICAL UNCERTAINTY
Inter-annual coefficient of variation of energy | % | 12% | Derive from long-term simulated generation series
Normal z-score for P75 |  | 0.6745 | Normal approximation; replace with empirical distribution if available
Normal z-score for P90 |  | 1.2816
Length of reliable flow record | years | 22 | Gate 1 test
Hydrology study maturity (1=desk, 2=FS-level, 3=independent review) | 1-3 | 2 | Gate 1 test
C. MONTHLY MEAN FLOW (long-term average, fictional bimodal regime)
Month |  | Annual |  | Jan | Feb | Mar | Apr | May | Jun | Jul | Aug | Sep | Oct | Nov | Dec
Days in month | days |  |  | 31 | 28.25 | 31 | 30 | 31 | 30 | 31 | 31 | 30 | 31 | 30 | 31
Mean river flow | m3/s | 250.4312 |  | 150 | 120 | 170 | 380 | 520 | 400 | 260 | 170 | 140 | 180 | 280 | 230
Usable turbine flow = MIN(MAX(Q - e-flow,0), Q design) | m3/s |  |  | 120 | 90 | 140 | 350 | 450 | 370 | 230 | 140 | 110 | 150 | 250 | 200
Average power = MIN(rho*g*Q*H*eta/1e6, installed) | MW | 200.0398 |  | 111.4432 | 83.5824 | 130.017 | 325.0426 | 400 | 343.6164 | 213.5994 | 130.017 | 102.1562 | 139.304 | 232.1733 | 185.7386
Energy at 100% availability | GWh | 1753.5493 |  | 82.9137 | 56.6689 | 96.7327 | 234.0307 | 297.6 | 247.4038 | 158.918 | 96.7327 | 73.5525 | 103.6421 | 167.1648 | 138.1895
Expected energy (x availability) | GWh | 1665.8718 |  | 78.768 | 53.8354 | 91.896 | 222.3291 | 282.72 | 235.0336 | 150.9721 | 91.896 | 69.8749 | 98.46 | 158.8065 | 131.2801
Spilled flow above design flow | m3/s |  |  | 0 | 0 | 0 | 0 | 40 | 0 | 0 | 0 | 0 | 0 | 0 | 0
Methodology note: energy from long-term mean monthly flows overstates energy when flows exceed design flow in some years (Jensen's inequality). Replace with a daily/monthly simulation over the full record when available.
D. ANNUAL ENERGY STATISTICS | bar: Jan to Jun
P50 annual energy (expected, long-term) | GWh | 1665.8718
P75 annual energy | GWh | 1531.0362
P90 annual energy (one-year) | GWh | 1409.6741
Capacity factor at P50 | % | 47.54%
Available capacity (installed x availability) | MW | 380
Average output at P50 | MW | 190.168
Dry-season firm output (lowest month) | MW | 79.4033
P90 / P50 ratio | x | 0.84621
Check: theoretical power at design flow | MW | 417.9119 | Should be ≥ installed capacity

## 04_GENERATION
04 GENERATION — Installed vs available vs expected vs evacuated vs delivered vs contracted
Hydrology case, drought window and climate trend applied here
Selected generation case energy (P50/P75/P90) | GWh | 1665.8718
Lender sizing case energy | GWh | 1409.6741
A. CAPACITY
Installed capacity | MW |  | 0 | 0 | 0 | 0 | 0 | 400 | 400 | 400 | 400 | 400 | 400 | 400 | 400 | 400 | 400 | 400 | 400 | 400 | 400 | 400 | 400 | 400 | 400 | 400 | 400 | 400 | 400 | 400 | 400 | 400 | 400 | 400 | 400 | 400 | 400 | 0 | 0 | 0 | 0 | 0
Available capacity (x availability) | MW |  | 0 | 0 | 0 | 0 | 0 | 380 | 380 | 380 | 380 | 380 | 380 | 380 | 380 | 380 | 380 | 380 | 380 | 380 | 380 | 380 | 380 | 380 | 380 | 380 | 380 | 380 | 380 | 380 | 380 | 380 | 380 | 380 | 380 | 380 | 380 | 0 | 0 | 0 | 0 | 0
B. HYDROLOGY FACTORS
Drought factor | x |  | 1 | 1 | 1 | 1 | 1 | 1 | 1 | 1 | 1 | 1 | 1 | 1 | 1 | 1 | 1 | 1 | 1 | 1 | 1 | 1 | 1 | 1 | 1 | 1 | 1 | 1 | 1 | 1 | 1 | 1 | 1 | 1 | 1 | 1 | 1 | 1 | 1 | 1 | 1 | 1
Climate trend factor | x |  | 1 | 1 | 1 | 1 | 1 | 1 | 1 | 1 | 1 | 1 | 1 | 1 | 1 | 1 | 1 | 1 | 1 | 1 | 1 | 1 | 1 | 1 | 1 | 1 | 1 | 1 | 1 | 1 | 1 | 1 | 1 | 1 | 1 | 1 | 1 | 1 | 1 | 1 | 1 | 1
Commissioning ramp factor | x |  | 1 | 1 | 1 | 1 | 1 | 0.85 | 1 | 1 | 1 | 1 | 1 | 1 | 1 | 1 | 1 | 1 | 1 | 1 | 1 | 1 | 1 | 1 | 1 | 1 | 1 | 1 | 1 | 1 | 1 | 1 | 1 | 1 | 1 | 1 | 1 | 1 | 1 | 1 | 1 | 1
C. ENERGY (GWh)
Expected generation, P50 (reference) | GWh | 49726.274 | 0 | 0 | 0 | 0 | 0 | 1415.9911 | 1665.8718 | 1665.8718 | 1665.8718 | 1665.8718 | 1665.8718 | 1665.8718 | 1665.8718 | 1665.8718 | 1665.8718 | 1665.8718 | 1665.8718 | 1665.8718 | 1665.8718 | 1665.8718 | 1665.8718 | 1665.8718 | 1665.8718 | 1665.8718 | 1665.8718 | 1665.8718 | 1665.8718 | 1665.8718 | 1665.8718 | 1665.8718 | 1665.8718 | 1665.8718 | 1665.8718 | 1665.8718 | 1665.8718 | 0 | 0 | 0 | 0 | 0
Generation — selected case | GWh | 49726.274 | 0 | 0 | 0 | 0 | 0 | 1415.9911 | 1665.8718 | 1665.8718 | 1665.8718 | 1665.8718 | 1665.8718 | 1665.8718 | 1665.8718 | 1665.8718 | 1665.8718 | 1665.8718 | 1665.8718 | 1665.8718 | 1665.8718 | 1665.8718 | 1665.8718 | 1665.8718 | 1665.8718 | 1665.8718 | 1665.8718 | 1665.8718 | 1665.8718 | 1665.8718 | 1665.8718 | 1665.8718 | 1665.8718 | 1665.8718 | 1665.8718 | 1665.8718 | 1665.8718 | 0 | 0 | 0 | 0 | 0
Evacuable energy (x evacuation ratio) | GWh | 49726.274 | 0 | 0 | 0 | 0 | 0 | 1415.9911 | 1665.8718 | 1665.8718 | 1665.8718 | 1665.8718 | 1665.8718 | 1665.8718 | 1665.8718 | 1665.8718 | 1665.8718 | 1665.8718 | 1665.8718 | 1665.8718 | 1665.8718 | 1665.8718 | 1665.8718 | 1665.8718 | 1665.8718 | 1665.8718 | 1665.8718 | 1665.8718 | 1665.8718 | 1665.8718 | 1665.8718 | 1665.8718 | 1665.8718 | 1665.8718 | 1665.8718 | 1665.8718 | 1665.8718 | 0 | 0 | 0 | 0 | 0
Curtailment — transmission / grid | GWh | 0 | 0 | 0 | 0 | 0 | 0 | 0 | 0 | 0 | 0 | 0 | 0 | 0 | 0 | 0 | 0 | 0 | 0 | 0 | 0 | 0 | 0 | 0 | 0 | 0 | 0 | 0 | 0 | 0 | 0 | 0 | 0 | 0 | 0 | 0 | 0 | 0 | 0 | 0 | 0 | 0
Delivered energy (absorbed by demand) | GWh | 49726.274 | 0 | 0 | 0 | 0 | 0 | 1415.9911 | 1665.8718 | 1665.8718 | 1665.8718 | 1665.8718 | 1665.8718 | 1665.8718 | 1665.8718 | 1665.8718 | 1665.8718 | 1665.8718 | 1665.8718 | 1665.8718 | 1665.8718 | 1665.8718 | 1665.8718 | 1665.8718 | 1665.8718 | 1665.8718 | 1665.8718 | 1665.8718 | 1665.8718 | 1665.8718 | 1665.8718 | 1665.8718 | 1665.8718 | 1665.8718 | 1665.8718 | 1665.8718 | 1665.8718 | 0 | 0 | 0 | 0 | 0
Curtailment — insufficient demand | GWh | 0 | 0 | 0 | 0 | 0 | 0 | 0 | 0 | 0 | 0 | 0 | 0 | 0 | 0 | 0 | 0 | 0 | 0 | 0 | 0 | 0 | 0 | 0 | 0 | 0 | 0 | 0 | 0 | 0 | 0 | 0 | 0 | 0 | 0 | 0 | 0 | 0 | 0 | 0 | 0 | 0
Contracted energy (P50 reference) | GWh | 49726.274 | 0 | 0 | 0 | 0 | 0 | 1415.9911 | 1665.8718 | 1665.8718 | 1665.8718 | 1665.8718 | 1665.8718 | 1665.8718 | 1665.8718 | 1665.8718 | 1665.8718 | 1665.8718 | 1665.8718 | 1665.8718 | 1665.8718 | 1665.8718 | 1665.8718 | 1665.8718 | 1665.8718 | 1665.8718 | 1665.8718 | 1665.8718 | 1665.8718 | 1665.8718 | 1665.8718 | 1665.8718 | 1665.8718 | 1665.8718 | 1665.8718 | 1665.8718 | 1665.8718 | 0 | 0 | 0 | 0 | 0
Lender-case generation | GWh | 42078.7708 | 0 | 0 | 0 | 0 | 0 | 1198.223 | 1409.6741 | 1409.6741 | 1409.6741 | 1409.6741 | 1409.6741 | 1409.6741 | 1409.6741 | 1409.6741 | 1409.6741 | 1409.6741 | 1409.6741 | 1409.6741 | 1409.6741 | 1409.6741 | 1409.6741 | 1409.6741 | 1409.6741 | 1409.6741 | 1409.6741 | 1409.6741 | 1409.6741 | 1409.6741 | 1409.6741 | 1409.6741 | 1409.6741 | 1409.6741 | 1409.6741 | 1409.6741 | 1409.6741 | 0 | 0 | 0 | 0 | 0
Capacity factor (selected case) | % |  | 0% | 0% | 0% | 0% | 0% | 40.41% | 47.54% | 47.54% | 47.54% | 47.54% | 47.54% | 47.54% | 47.54% | 47.54% | 47.54% | 47.54% | 47.54% | 47.54% | 47.54% | 47.54% | 47.54% | 47.54% | 47.54% | 47.54% | 47.54% | 47.54% | 47.54% | 47.54% | 47.54% | 47.54% | 47.54% | 47.54% | 47.54% | 47.54% | 47.54% | 0% | 0% | 0% | 0% | 0%

## 05_PLANT_CAPEX
05 PLANT CAPEX — Real 2026 USD, before escalation
Fictional cost estimate; compare with benchmark ranges (source database)
A. COST BREAKDOWN (real 2026 USDm)
Civil works (dam/weir, intake, headrace, powerhouse) | USDm | 520 | Fictional
Hydro-mechanical (gates, penstocks) | USDm | 60 | Fictional
Electro-mechanical (turbines, generators, switchyard) | USDm | 210 | Fictional
Environmental & social (RAP, livelihood, offsets) | USDm | 40 | Fictional
Engineering, supervision, owner's engineer | USDm | 45 | Fictional
Development costs & owner's costs | USDm | 45 | Fictional
Subtotal before contingency | USDm | 920
Physical contingency | % | 12% | Higher where geology uncertain
Base plant CAPEX (real 2026) | USDm | 1030.4
Unit CAPEX | USD/kW | 2576
Additional cost per year of delay (claims, owner's costs, escalation) | % per yr | 4% | Assumption
Feasibility maturity (1=pre-FS, 2=FS, 3=bankable FS + LTA review) | 1-3 | 2 | Gate 3 test
B. BENCHMARK (see research/source_database.md)
Benchmark unit CAPEX — central | USD/kW | 2515 | IRENA RPGC 2024 Table 6.3: Africa large hydro weighted avg 2018-24 = 2,515 (2024 USD/kW); range 2,330-3,290 [HY-01, PF-11]. Price-year difference vs 2026 not adjusted
Unit CAPEX / benchmark | x | 1.0243

## 06_CONSTRUCTION
06 CONSTRUCTION — Timeline master, escalation & FX indices, CAPEX phasing
Timeline flags drive every time-series sheet
Calendar year |  |  | 2027 | 2028 | 2029 | 2030 | 2031 | 2032 | 2033 | 2034 | 2035 | 2036 | 2037 | 2038 | 2039 | 2040 | 2041 | 2042 | 2043 | 2044 | 2045 | 2046 | 2047 | 2048 | 2049 | 2050 | 2051 | 2052 | 2053 | 2054 | 2055 | 2056 | 2057 | 2058 | 2059 | 2060 | 2061 | 2062 | 2063 | 2064 | 2065 | 2066
Operating year | # |  | 0 | 0 | 0 | 0 | 0 | 1 | 2 | 3 | 4 | 5 | 6 | 7 | 8 | 9 | 10 | 11 | 12 | 13 | 14 | 15 | 16 | 17 | 18 | 19 | 20 | 21 | 22 | 23 | 24 | 25 | 26 | 27 | 28 | 29 | 30 | 0 | 0 | 0 | 0 | 0
Effective construction period | years | 5
Commercial operation date (first full operating year) | year | 2032
Plant CAPEX (real 2026), incl. case, overrun & delay costs | USDm | 1030.4
TIMING FLAGS
Period index t | # |  | 1 | 2 | 3 | 4 | 5 | 6 | 7 | 8 | 9 | 10 | 11 | 12 | 13 | 14 | 15 | 16 | 17 | 18 | 19 | 20 | 21 | 22 | 23 | 24 | 25 | 26 | 27 | 28 | 29 | 30 | 31 | 32 | 33 | 34 | 35 | 36 | 37 | 38 | 39 | 40
Construction flag | flag |  | 1 | 1 | 1 | 1 | 1 | 0 | 0 | 0 | 0 | 0 | 0 | 0 | 0 | 0 | 0 | 0 | 0 | 0 | 0 | 0 | 0 | 0 | 0 | 0 | 0 | 0 | 0 | 0 | 0 | 0 | 0 | 0 | 0 | 0 | 0 | 0 | 0 | 0 | 0 | 0
Operations flag | flag | 30 | 0 | 0 | 0 | 0 | 0 | 1 | 1 | 1 | 1 | 1 | 1 | 1 | 1 | 1 | 1 | 1 | 1 | 1 | 1 | 1 | 1 | 1 | 1 | 1 | 1 | 1 | 1 | 1 | 1 | 1 | 1 | 1 | 1 | 1 | 1 | 0 | 0 | 0 | 0 | 0
Last construction year flag | flag |  | 0 | 0 | 0 | 0 | 1 | 0 | 0 | 0 | 0 | 0 | 0 | 0 | 0 | 0 | 0 | 0 | 0 | 0 | 0 | 0 | 0 | 0 | 0 | 0 | 0 | 0 | 0 | 0 | 0 | 0 | 0 | 0 | 0 | 0 | 0 | 0 | 0 | 0 | 0 | 0
INDICES
US CPI index (2026 = 1) | x |  | 1.02 | 1.0404 | 1.0612 | 1.0824 | 1.1041 | 1.1262 | 1.1487 | 1.1717 | 1.1951 | 1.219 | 1.2434 | 1.2682 | 1.2936 | 1.3195 | 1.3459 | 1.3728 | 1.4002 | 1.4282 | 1.4568 | 1.4859 | 1.5157 | 1.546 | 1.5769 | 1.6084 | 1.6406 | 1.6734 | 1.7069 | 1.741 | 1.7758 | 1.8114 | 1.8476 | 1.8845 | 1.9222 | 1.9607 | 1.9999 | 2.0399 | 2.0807 | 2.1223 | 2.1647 | 2.208
Local CPI index (2026 = 1) | x |  | 1.08 | 1.1664 | 1.2597 | 1.3605 | 1.4693 | 1.5869 | 1.7138 | 1.8509 | 1.999 | 2.1589 | 2.3316 | 2.5182 | 2.7196 | 2.9372 | 3.1722 | 3.4259 | 3.7 | 3.996 | 4.3157 | 4.661 | 5.0338 | 5.4365 | 5.8715 | 6.3412 | 6.8485 | 7.3964 | 7.9881 | 8.6271 | 9.3173 | 10.0627 | 10.8677 | 11.7371 | 12.676 | 13.6901 | 14.7853 | 15.9682 | 17.2456 | 18.6253 | 20.1153 | 21.7245
FX rate | NVL/USD |  | 21.2 | 22.472 | 23.8203 | 25.2495 | 26.7645 | 28.3704 | 30.0726 | 31.877 | 33.7896 | 35.817 | 37.966 | 40.2439 | 42.6586 | 45.2181 | 47.9312 | 50.807 | 53.8555 | 57.0868 | 60.512 | 64.1427 | 67.9913 | 72.0707 | 76.395 | 80.9787 | 85.8374 | 90.9877 | 96.4469 | 102.2337 | 108.3678 | 114.8698 | 121.762 | 129.0677 | 136.8118 | 145.0205 | 153.7217 | 162.945 | 172.7217 | 183.085 | 194.0701 | 205.7144
FX index (2026 = 1) | x |  | 1.06 | 1.1236 | 1.191 | 1.2625 | 1.3382 | 1.4185 | 1.5036 | 1.5938 | 1.6895 | 1.7908 | 1.8983 | 2.0122 | 2.1329 | 2.2609 | 2.3966 | 2.5404 | 2.6928 | 2.8543 | 3.0256 | 3.2071 | 3.3996 | 3.6035 | 3.8197 | 4.0489 | 4.2919 | 4.5494 | 4.8223 | 5.1117 | 5.4184 | 5.7435 | 6.0881 | 6.4534 | 6.8406 | 7.251 | 7.6861 | 8.1473 | 8.6361 | 9.1543 | 9.7035 | 10.2857
CAPEX escalation index | x |  | 1.025 | 1.0506 | 1.0769 | 1.1038 | 1.1314 | 1.1597 | 1.1887 | 1.2184 | 1.2489 | 1.2801 | 1.3121 | 1.3449 | 1.3785 | 1.413 | 1.4483 | 1.4845 | 1.5216 | 1.5597 | 1.5987 | 1.6386 | 1.6796 | 1.7216 | 1.7646 | 1.8087 | 1.8539 | 1.9003 | 1.9478 | 1.9965 | 2.0464 | 2.0976 | 2.15 | 2.2038 | 2.2589 | 2.3153 | 2.3732 | 2.4325 | 2.4933 | 2.5557 | 2.6196 | 2.6851
PLANT CAPEX PHASING (sine S-curve over effective construction period)
CAPEX share (sums to 100%) | % | 100% | 9.549% | 25% | 30.9% | 25% | 9.549% | 0% | 0% | 0% | 0% | 0% | 0% | 0% | 0% | 0% | 0% | 0% | 0% | 0% | 0% | 0% | 0% | 0% | 0% | 0% | 0% | 0% | 0% | 0% | 0% | 0% | 0% | 0% | 0% | 0% | 0% | 0% | 0% | 0% | 0% | 0%
Plant CAPEX, nominal | USDm | 1110.0557 | 100.8543 | 270.641 | 342.8939 | 284.3422 | 111.3243 | 0 | 0 | 0 | 0 | 0 | 0 | 0 | 0 | 0 | 0 | 0 | 0 | 0 | 0 | 0 | 0 | 0 | 0 | 0 | 0 | 0 | 0 | 0 | 0 | 0 | 0 | 0 | 0 | 0 | 0 | 0 | 0 | 0 | 0 | 0
S-curve weight_t = sin(pi(t-0.5)/N)·sin(pi/2N) — closed form that sums exactly to 1 for any N. Replace with EPC payment schedule when available.

## 07_OPEX
07 OPEX — Plant operating costs and payments to government
Real 2026 inputs escalated by US CPI
A. INPUTS
Fixed O&M (staff, maintenance contracts) | USDm/yr real | 14 | Total fixed O&M ≈1.7% of CAPEX; IRENA range 1-3% [HY-01]
Variable O&M | USD/MWh real | 1
Insurance | % of CAPEX p.a. | 0.35%
Major maintenance reserve contribution | % of CAPEX p.a. | 0.25%
Company G&A, E&S monitoring, community programmes | USDm/yr real | 3
Water-use royalty / resource fee to government | USD/MWh real | 2.5 | Fiscal revenue
B. CALCULATIONS (USDm nominal)
Fixed O&M | USDm | 639.6074 |  | 0 | 0 | 0 | 0 | 0 | 15.7663 | 16.0816 | 16.4032 | 16.7313 | 17.0659 | 17.4072 | 17.7554 | 18.1105 | 18.4727 | 18.8422 | 19.219 | 19.6034 | 19.9954 | 20.3954 | 20.8033 | 21.2193 | 21.6437 | 22.0766 | 22.5181 | 22.9685 | 23.4279 | 23.8964 | 24.3743 | 24.8618 | 25.3591 | 25.8662 | 26.3836 | 26.9112 | 27.4495 | 27.9985 | 0 | 0 | 0 | 0 | 0
Variable O&M | USDm | 75.826 |  | 0 | 0 | 0 | 0 | 0 | 1.5946 | 1.9136 | 1.9518 | 1.9909 | 2.0307 | 2.0713 | 2.1127 | 2.155 | 2.1981 | 2.242 | 2.2869 | 2.3326 | 2.3793 | 2.4269 | 2.4754 | 2.5249 | 2.5754 | 2.6269 | 2.6795 | 2.733 | 2.7877 | 2.8435 | 2.9003 | 2.9583 | 3.0175 | 3.0778 | 3.1394 | 3.2022 | 3.2662 | 3.3316 | 0 | 0 | 0 | 0 | 0
Insurance | USDm | 164.7629 |  | 0 | 0 | 0 | 0 | 0 | 4.0614 | 4.1426 | 4.2255 | 4.31 | 4.3962 | 4.4841 | 4.5738 | 4.6653 | 4.7586 | 4.8537 | 4.9508 | 5.0498 | 5.1508 | 5.2538 | 5.3589 | 5.4661 | 5.5754 | 5.6869 | 5.8007 | 5.9167 | 6.035 | 6.1557 | 6.2788 | 6.4044 | 6.5325 | 6.6631 | 6.7964 | 6.9323 | 7.071 | 7.2124 | 0 | 0 | 0 | 0 | 0
Major maintenance reserve | USDm | 117.6878 |  | 0 | 0 | 0 | 0 | 0 | 2.901 | 2.959 | 3.0182 | 3.0786 | 3.1401 | 3.2029 | 3.267 | 3.3323 | 3.399 | 3.467 | 3.5363 | 3.607 | 3.6792 | 3.7527 | 3.8278 | 3.9044 | 3.9824 | 4.0621 | 4.1433 | 4.2262 | 4.3107 | 4.3969 | 4.4849 | 4.5746 | 4.6661 | 4.7594 | 4.8546 | 4.9517 | 5.0507 | 5.1517 | 0 | 0 | 0 | 0 | 0
G&A / E&S / community | USDm | 137.0587 |  | 0 | 0 | 0 | 0 | 0 | 3.3785 | 3.4461 | 3.515 | 3.5853 | 3.657 | 3.7301 | 3.8047 | 3.8808 | 3.9584 | 4.0376 | 4.1184 | 4.2007 | 4.2847 | 4.3704 | 4.4578 | 4.547 | 4.6379 | 4.7307 | 4.8253 | 4.9218 | 5.0203 | 5.1207 | 5.2231 | 5.3275 | 5.4341 | 5.5428 | 5.6536 | 5.7667 | 5.882 | 5.9997 | 0 | 0 | 0 | 0 | 0
Transmission O&M & wheeling (if project-owned) | USDm | 0 |  | 0 | 0 | 0 | 0 | 0 | 0 | 0 | 0 | 0 | 0 | 0 | 0 | 0 | 0 | 0 | 0 | 0 | 0 | 0 | 0 | 0 | 0 | 0 | 0 | 0 | 0 | 0 | 0 | 0 | 0 | 0 | 0 | 0 | 0 | 0 | 0 | 0 | 0 | 0 | 0
Total OPEX | USDm | 1134.9429 |  | 0 | 0 | 0 | 0 | 0 | 27.7018 | 28.5429 | 29.1137 | 29.696 | 30.2899 | 30.8957 | 31.5136 | 32.1439 | 32.7868 | 33.4425 | 34.1114 | 34.7936 | 35.4895 | 36.1992 | 36.9232 | 37.6617 | 38.4149 | 39.1832 | 39.9669 | 40.7662 | 41.5815 | 42.4132 | 43.2614 | 44.1267 | 45.0092 | 45.9094 | 46.8276 | 47.7641 | 48.7194 | 49.6938 | 0 | 0 | 0 | 0 | 0
Water royalty (to government) | USDm | 189.5651 |  | 0 | 0 | 0 | 0 | 0 | 3.9866 | 4.7839 | 4.8796 | 4.9772 | 5.0767 | 5.1783 | 5.2818 | 5.3875 | 5.4952 | 5.6051 | 5.7172 | 5.8316 | 5.9482 | 6.0672 | 6.1885 | 6.3123 | 6.4385 | 6.5673 | 6.6986 | 6.8326 | 6.9693 | 7.1086 | 7.2508 | 7.3958 | 7.5437 | 7.6946 | 7.8485 | 8.0055 | 8.1656 | 8.3289 | 0 | 0 | 0 | 0 | 0
Water royalty — lender case | USDm | 160.4115 |  | 0 | 0 | 0 | 0 | 0 | 3.3735 | 4.0482 | 4.1291 | 4.2117 | 4.296 | 4.3819 | 4.4695 | 4.5589 | 4.6501 | 4.7431 | 4.838 | 4.9347 | 5.0334 | 5.1341 | 5.2368 | 5.3415 | 5.4483 | 5.5573 | 5.6684 | 5.7818 | 5.8974 | 6.0154 | 6.1357 | 6.2584 | 6.3836 | 6.5112 | 6.6415 | 6.7743 | 6.9098 | 7.048 | 0 | 0 | 0 | 0 | 0

## 08_TRANSMISSION
08 TRANSMISSION — Evacuation line, substations, reinforcement, readiness gap
Question: can the plant evacuate the electricity it generates?
A. INPUTS
Connection point |  | Kabanga 400 kV substation (fictional)
Line length | km | 180
Voltage | kV | 400
Line thermal / stability transfer capacity | MW | 650 | Confirm with load-flow study
Line cost per km (real 2026) | USDm/km | 0.55 | EAPP Master Plan 2014: 400 kV AC 0.36-0.70 USDm(2012)/km incl. IDC [TX-04]; within range
Substations & switchyard extension | USDm | 50 | Fictional
Downstream grid reinforcement | USDm | 70 | Fictional; from grid-impact study
Transmission construction period | years | 3
Transmission losses to load centre | % | 2.5% | Assumption
Transmission O&M | % capex p.a. | 1.5% | Assumption
Who builds & finances transmission (1=Government/utility, 2=Project company) | 1-2 | 1 | Drives fiscal exposure vs project CAPEX
Planned transmission COD relative to plant COD (years, + = late) | years | 0
Interim evacuation via existing network | MW | 80 | If line not ready
Wheeling / use-of-system charge borne by project | USD/MWh | 0 | Set >0 for third-party/export sales
Transmission financing secured (1=yes, 0=no) | 0/1 | 0 | Gate 4 test
B. CALCULATIONS
Transmission CAPEX (real 2026, incl. case & overrun) | USDm | 219
Transmission COD (year) | year | 2032
Transmission readiness gap — timing | years | 0
Transmission readiness gap — capacity at plant COD | MW | 0
Connection cost per kW of plant | USD/kW | 547.5
Transmission line in service flag | flag |  |  | 0 | 0 | 0 | 0 | 0 | 1 | 1 | 1 | 1 | 1 | 1 | 1 | 1 | 1 | 1 | 1 | 1 | 1 | 1 | 1 | 1 | 1 | 1 | 1 | 1 | 1 | 1 | 1 | 1 | 1 | 1 | 1 | 1 | 1 | 1 | 1 | 1 | 1 | 1 | 1
Transmission CAPEX, nominal | USDm | 241.7842 |  | 0 | 0 | 78.613 | 80.5783 | 82.5928 | 0 | 0 | 0 | 0 | 0 | 0 | 0 | 0 | 0 | 0 | 0 | 0 | 0 | 0 | 0 | 0 | 0 | 0 | 0 | 0 | 0 | 0 | 0 | 0 | 0 | 0 | 0 | 0 | 0 | 0 | 0 | 0 | 0 | 0 | 0
of which public (Government/utility) | USDm | 241.7842 |  | 0 | 0 | 78.613 | 80.5783 | 82.5928 | 0 | 0 | 0 | 0 | 0 | 0 | 0 | 0 | 0 | 0 | 0 | 0 | 0 | 0 | 0 | 0 | 0 | 0 | 0 | 0 | 0 | 0 | 0 | 0 | 0 | 0 | 0 | 0 | 0 | 0 | 0 | 0 | 0 | 0 | 0
of which project company | USDm | 0 |  | 0 | 0 | 0 | 0 | 0 | 0 | 0 | 0 | 0 | 0 | 0 | 0 | 0 | 0 | 0 | 0 | 0 | 0 | 0 | 0 | 0 | 0 | 0 | 0 | 0 | 0 | 0 | 0 | 0 | 0 | 0 | 0 | 0 | 0 | 0 | 0 | 0 | 0 | 0 | 0
Transmission O&M (once in service) | USDm | 150.0793 |  | 0 | 0 | 0 | 0 | 0 | 3.6994 | 3.7734 | 3.8489 | 3.9259 | 4.0044 | 4.0845 | 4.1662 | 4.2495 | 4.3345 | 4.4212 | 4.5096 | 4.5998 | 4.6918 | 4.7856 | 4.8813 | 4.979 | 5.0785 | 5.1801 | 5.2837 | 5.3894 | 5.4972 | 5.6071 | 5.7193 | 5.8336 | 5.9503 | 6.0693 | 6.1907 | 6.3145 | 6.4408 | 6.5696 | 0 | 0 | 0 | 0 | 0
Transmission losses on delivered energy | GWh | 1243.1568 |  | 0 | 0 | 0 | 0 | 0 | 35.3998 | 41.6468 | 41.6468 | 41.6468 | 41.6468 | 41.6468 | 41.6468 | 41.6468 | 41.6468 | 41.6468 | 41.6468 | 41.6468 | 41.6468 | 41.6468 | 41.6468 | 41.6468 | 41.6468 | 41.6468 | 41.6468 | 41.6468 | 41.6468 | 41.6468 | 41.6468 | 41.6468 | 41.6468 | 41.6468 | 41.6468 | 41.6468 | 41.6468 | 41.6468 | 0 | 0 | 0 | 0 | 0
Wheeling charges paid by project | USDm | 0 |  | 0 | 0 | 0 | 0 | 0 | 0 | 0 | 0 | 0 | 0 | 0 | 0 | 0 | 0 | 0 | 0 | 0 | 0 | 0 | 0 | 0 | 0 | 0 | 0 | 0 | 0 | 0 | 0 | 0 | 0 | 0 | 0 | 0 | 0 | 0 | 0 | 0 | 0 | 0 | 0

## 09_GRID
09 GRID — System size, absorption limit, project share of peak
Simplified screening — not a substitute for load-flow / stability studies
A. INPUTS
System peak demand (2026) | MW | 1450 | Fictional
Minimum load as % of peak | % | 60%
Must-run generation at minimum load | MW | 300 | Existing baseload / run-of-river
Export interconnector capacity | MW | 100
Existing installed capacity | MW | 2100
B. CALCULATIONS
System peak demand | MW |  |  | 1539.3836 | 1634.4698 | 1735.6357 | 1843.2842 | 1957.846 | 2079.7815 | 2209.5828 | 2347.7766 | 2494.9258 | 2651.6329 | 2818.5426 | 2996.3446 | 3185.7776 | 3387.632 | 3602.7547 | 3832.0524 | 4076.4966 | 4337.1283 | 4615.063 | 4911.4967 | 5227.7115 | 5565.0824 | 5925.0844 | 6309.2997 | 6719.4265 | 7157.2873 | 7624.8388 | 8124.1822 | 8657.5742 | 9227.4393 | 9836.3829 | 10487.2052 | 11182.9166 | 11926.7546 | 12722.2009 | 13573.0018 | 14483.1885 | 15457.1002 | 16499.4085 | 17615.1445
Grid absorption limit at minimum load | MW |  |  | 723.6301 | 780.6819 | 841.3814 | 905.9705 | 974.7076 | 1047.8689 | 1125.7497 | 1208.6659 | 1296.9555 | 1390.9798 | 1491.1255 | 1597.8068 | 1711.4665 | 1832.5792 | 1961.6528 | 2099.2314 | 2245.898 | 2402.277 | 2569.0378 | 2746.898 | 2936.6269 | 3139.0494 | 3355.0506 | 3585.5798 | 3831.6559 | 4094.3724 | 4374.9033 | 4674.5093 | 4994.5445 | 5336.4636 | 5701.8297 | 6092.3231 | 6509.75 | 6956.0527 | 7433.3205 | 7943.8011 | 8489.9131 | 9074.2601 | 9699.6451 | 10369.0867
Line capacity available to project | MW |  |  | 80 | 80 | 80 | 80 | 80 | 650 | 650 | 650 | 650 | 650 | 650 | 650 | 650 | 650 | 650 | 650 | 650 | 650 | 650 | 650 | 650 | 650 | 650 | 650 | 650 | 650 | 650 | 650 | 650 | 650 | 650 | 650 | 650 | 650 | 650 | 650 | 650 | 650 | 650 | 650
Effective evacuation capacity = MIN(line, absorption) | MW |  |  | 80 | 80 | 80 | 80 | 80 | 650 | 650 | 650 | 650 | 650 | 650 | 650 | 650 | 650 | 650 | 650 | 650 | 650 | 650 | 650 | 650 | 650 | 650 | 650 | 650 | 650 | 650 | 650 | 650 | 650 | 650 | 650 | 650 | 650 | 650 | 650 | 650 | 650 | 650 | 650
Evacuation ratio (capped at 1) | x |  |  | 0.2 | 0.2 | 0.2 | 0.2 | 0.2 | 1 | 1 | 1 | 1 | 1 | 1 | 1 | 1 | 1 | 1 | 1 | 1 | 1 | 1 | 1 | 1 | 1 | 1 | 1 | 1 | 1 | 1 | 1 | 1 | 1 | 1 | 1 | 1 | 1 | 1 | 1 | 1 | 1 | 1 | 1
Project share of system peak | % |  |  | 0% | 0% | 0% | 0% | 0% | 19.23% | 18.1% | 17.04% | 16.03% | 15.09% | 14.19% | 13.35% | 12.56% | 11.81% | 11.1% | 10.44% | 9.812% | 9.223% | 8.667% | 8.144% | 7.652% | 7.188% | 6.751% | 6.34% | 5.953% | 5.589% | 5.246% | 4.924% | 4.62% | 4.335% | 4.067% | 3.814% | 3.577% | 3.354% | 3.144% | 0% | 0% | 0% | 0% | 0%
Reserve margin incl. project | % |  |  | 36.42% | 28.48% | 20.99% | 13.93% | 7.261% | 20.2% | 13.14% | 6.484% | 0.2034% | -5.718% | -11.3% | -16.57% | -21.53% | -26.2% | -30.61% | -34.76% | -38.67% | -42.36% | -45.83% | -49.1% | -52.18% | -55.08% | -57.81% | -60.38% | -62.79% | -65.07% | -67.21% | -69.23% | -71.12% | -72.91% | -74.58% | -76.16% | -77.64% | -79.04% | -80.35% | -84.53% | -85.5% | -86.41% | -87.27% | -88.08%
Evacuation capacity in first operating year | MW | 650 |  | 0 | 0 | 0 | 0 | 0 | 650 | 0 | 0 | 0 | 0 | 0 | 0 | 0 | 0 | 0 | 0 | 0 | 0 | 0 | 0 | 0 | 0 | 0 | 0 | 0 | 0 | 0 | 0 | 0 | 0 | 0 | 0 | 0 | 0 | 0 | 0 | 0 | 0 | 0 | 0
Project share of peak in first operating year | % | 19.23% |  | 0% | 0% | 0% | 0% | 0% | 19.23% | 0% | 0% | 0% | 0% | 0% | 0% | 0% | 0% | 0% | 0% | 0% | 0% | 0% | 0% | 0% | 0% | 0% | 0% | 0% | 0% | 0% | 0% | 0% | 0% | 0% | 0% | 0% | 0% | 0% | 0% | 0% | 0% | 0% | 0%
Proportional curtailment simplification: delivered = generation x MIN(1, evacuation MW / installed MW). Conservative for peaking plants with storage; replace with dispatch simulation if available.

## 10_DEMAND
10 DEMAND — Potential vs commercial vs contracted vs bankable demand
Segment growth by case; 'bankable' = contracted AND absorbable by creditworthy demand
A. SEGMENT INPUTS (base year 2026)
Segment | GWh 2026 | Growth base |  | Growth low | Growth high | Commercial share
Residential | 2600 | 7% |  | 5% | 8.5% | 75%
Commercial | 1400 | 6% |  | 4.5% | 7.5% | 92%
Industrial | 1500 | 5% |  | 3% | 6.5% | 95%
Mining | 1100 | 6% |  | 2% | 9% | 98%
Productive use (agri-processing etc.) | 250 | 10% |  | 6% | 14% | 70%
Public sector | 450 | 4% |  | 3% | 5% | 65%
Fictional values. Commercial share = share of segment demand from customers able and willing to pay cost-reflective tariffs (assumption).
Export potential via regional power pool | GWh/yr | 600 | Potential only
Contracted (signed) export sales | GWh/yr | 0
Existing firm domestic supply (2026) | GWh/yr | 8600 | Incl. committed plants; fictional
Growth of other committed supply | % p.a. | 1.5%
Displaceable existing thermal generation | GWh/yr | 500 | Diesel/HFO that new hydro can displace
B. DEMAND PROJECTION (GWh)
Residential | GWh |  |  | 2782 | 2976.74 | 3185.1118 | 3408.0696 | 3646.6345 | 3901.8989 | 4175.0318 | 4467.2841 | 4779.994 | 5114.5935 | 5472.6151 | 5855.6981 | 6265.597 | 6704.1888 | 7173.482 | 7675.6257 | 8212.9195 | 8787.8239 | 9402.9716 | 10061.1796 | 10765.4622 | 11519.0445 | 12325.3776 | 13188.1541 | 14111.3249 | 15099.1176 | 16156.0558 | 17286.9797 | 18497.0683 | 19791.8631 | 21177.2935 | 22659.7041 | 24245.8834 | 25943.0952 | 27759.1119 | 29702.2497 | 31781.4072 | 34006.1057 | 36386.5331 | 38933.5904
Commercial | GWh |  |  | 1484 | 1573.04 | 1667.4224 | 1767.4677 | 1873.5158 | 1985.9268 | 2105.0824 | 2231.3873 | 2365.2705 | 2507.1868 | 2657.618 | 2817.0751 | 2986.0996 | 3165.2655 | 3355.1815 | 3556.4924 | 3769.8819 | 3996.0748 | 4235.8393 | 4489.9897 | 4759.389 | 5044.9524 | 5347.6495 | 5668.5085 | 6008.619 | 6369.1361 | 6751.2843 | 7156.3614 | 7585.7431 | 8040.8876 | 8523.3409 | 9034.7414 | 9576.8258 | 10151.4354 | 10760.5215 | 11406.1528 | 12090.522 | 12815.9533 | 13584.9105 | 14400.0051
Industrial | GWh |  |  | 1575 | 1653.75 | 1736.4375 | 1823.2594 | 1914.4223 | 2010.1435 | 2110.6506 | 2216.1832 | 2326.9923 | 2443.3419 | 2565.509 | 2693.7845 | 2828.4737 | 2969.8974 | 3118.3923 | 3274.3119 | 3438.0275 | 3609.9289 | 3790.4253 | 3979.9466 | 4178.9439 | 4387.8911 | 4607.2856 | 4837.6499 | 5079.5324 | 5333.509 | 5600.1845 | 5880.1937 | 6174.2034 | 6482.9136 | 6807.0592 | 7147.4122 | 7504.7828 | 7880.022 | 8274.0231 | 8687.7242 | 9122.1104 | 9578.2159 | 10057.1267 | 10559.9831
Mining | GWh |  |  | 1166 | 1235.96 | 1310.1176 | 1388.7247 | 1472.0481 | 1560.371 | 1653.9933 | 1753.2329 | 1858.4269 | 1969.9325 | 2088.1284 | 2213.4161 | 2346.2211 | 2486.9944 | 2636.214 | 2794.3869 | 2962.0501 | 3139.7731 | 3328.1595 | 3527.849 | 3739.52 | 3963.8912 | 4201.7246 | 4453.8281 | 4721.0578 | 5004.3213 | 5304.5805 | 5622.8554 | 5960.2267 | 6317.8403 | 6696.9107 | 7098.7254 | 7524.6489 | 7976.1278 | 8454.6955 | 8961.9772 | 9499.6958 | 10069.6776 | 10673.8582 | 11314.2897
Productive use (agri-processing etc.) | GWh |  |  | 275 | 302.5 | 332.75 | 366.025 | 402.6275 | 442.8902 | 487.1793 | 535.8972 | 589.4869 | 648.4356 | 713.2792 | 784.6071 | 863.0678 | 949.3746 | 1044.312 | 1148.7432 | 1263.6176 | 1389.9793 | 1528.9773 | 1681.875 | 1850.0625 | 2035.0687 | 2238.5756 | 2462.4332 | 2708.6765 | 2979.5441 | 3277.4985 | 3605.2484 | 3965.7732 | 4362.3506 | 4798.5856 | 5278.4442 | 5806.2886 | 6386.9175 | 7025.6092 | 7728.1701 | 8500.9871 | 9351.0859 | 10286.1944 | 11314.8139
Public sector | GWh |  |  | 468 | 486.72 | 506.1888 | 526.4364 | 547.4938 | 569.3936 | 592.1693 | 615.8561 | 640.4903 | 666.1099 | 692.7543 | 720.4645 | 749.2831 | 779.2544 | 810.4246 | 842.8416 | 876.5552 | 911.6174 | 948.0821 | 986.0054 | 1025.4456 | 1066.4635 | 1109.122 | 1153.4869 | 1199.6263 | 1247.6114 | 1297.5159 | 1349.4165 | 1403.3932 | 1459.5289 | 1517.91 | 1578.6264 | 1641.7715 | 1707.4424 | 1775.74 | 1846.7696 | 1920.6404 | 1997.4661 | 2077.3647 | 2160.4593
Total domestic demand (potential, at customer meter) | GWh |  |  | 7750 | 8228.71 | 8738.0281 | 9279.9828 | 9856.7421 | 10470.624 | 11124.1067 | 11819.8407 | 12560.6609 | 13349.6003 | 14189.904 | 15085.0454 | 16038.7422 | 17054.9751 | 18138.0064 | 19292.4016 | 20523.0518 | 21835.1974 | 23234.455 | 24726.8452 | 26318.8232 | 28017.3113 | 29829.735 | 31764.0606 | 33828.8369 | 36033.2396 | 38387.1196 | 40901.0551 | 43586.4079 | 46455.3841 | 49521.1 | 52797.6536 | 56300.201 | 60045.0402 | 64049.7012 | 68333.0437 | 72915.363 | 77818.5044 | 83065.9877 | 88683.1415
POTENTIAL demand incl. export potential | GWh |  |  | 8350 | 8828.71 | 9338.0281 | 9879.9828 | 10456.7421 | 11070.624 | 11724.1067 | 12419.8407 | 13160.6609 | 13949.6003 | 14789.904 | 15685.0454 | 16638.7422 | 17654.9751 | 18738.0064 | 19892.4016 | 21123.0518 | 22435.1974 | 23834.455 | 25326.8452 | 26918.8232 | 28617.3113 | 30429.735 | 32364.0606 | 34428.8369 | 36633.2396 | 38987.1196 | 41501.0551 | 44186.4079 | 47055.3841 | 50121.1 | 53397.6536 | 56900.201 | 60645.0402 | 64649.7012 | 68933.0437 | 73515.363 | 78418.5044 | 83665.9877 | 89283.1415
COMMERCIAL demand (ability-to-pay weighted) | GWh |  |  | 6587.41 | 6990.1731 | 7418.3411 | 7873.5702 | 8357.629 | 8872.4057 | 9419.9167 | 10002.3161 | 10621.9049 | 11281.142 | 11982.655 | 12729.2526 | 13523.9375 | 14369.9205 | 15270.6352 | 16229.755 | 17251.2094 | 18339.2036 | 19498.2386 | 20733.1325 | 22049.0442 | 23451.4988 | 24946.4145 | 26540.132 | 28239.4462 | 30051.6402 | 31984.5219 | 34046.4642 | 36246.4471 | 38594.1045 | 41099.774 | 43774.5507 | 46630.3454 | 49679.9478 | 52937.0946 | 56416.5429 | 60134.1497 | 64106.9585 | 68353.2921 | 72892.8536
Required sent-out supply (grossed up for utility losses) | GWh |  |  | 9935.8974 | 10549.6282 | 11202.6001 | 11897.4138 | 12636.8488 | 13423.8769 | 14261.6753 | 15153.6419 | 16103.4114 | 17114.8721 | 18192.1846 | 19339.8018 | 20562.4901 | 21865.3526 | 23253.8543 | 24733.8483 | 26311.6049 | 27993.8428 | 29787.7629 | 31701.0836 | 33742.081 | 35919.6299 | 38243.25 | 40723.1547 | 43370.3037 | 46196.461 | 49214.2559 | 52437.2501 | 55880.0101 | 59558.1847 | 63488.5898 | 67689.2995 | 72179.7448 | 76980.8207 | 82115.0015 | 87606.4663 | 93481.2346 | 99767.3133 | 106494.856 | 113696.3352
Other committed supply | GWh |  |  | 8729 | 8859.935 | 8992.834 | 9127.7265 | 9264.6424 | 9403.6121 | 9544.6663 | 9687.8362 | 9833.1538 | 9980.6511 | 10130.3609 | 10282.3163 | 10436.551 | 10593.0993 | 10751.9958 | 10913.2757 | 11076.9748 | 11243.1295 | 11411.7764 | 11582.9531 | 11756.6974 | 11933.0478 | 12112.0435 | 12293.7242 | 12478.13 | 12665.302 | 12855.2815 | 13048.1107 | 13243.8324 | 13442.4899 | 13644.1272 | 13848.7892 | 14056.521 | 14267.3688 | 14481.3793 | 14698.6 | 14919.079 | 15142.8652 | 15370.0082 | 15600.5583
Supply gap before project | GWh |  |  | 1206.8974 | 1689.6932 | 2209.7661 | 2769.6873 | 3372.2064 | 4020.2648 | 4717.009 | 5465.8057 | 6270.2576 | 7134.221 | 8061.8238 | 9057.4855 | 10125.939 | 11272.2534 | 12501.8586 | 13820.5726 | 15234.63 | 16750.7134 | 18375.9864 | 20118.1306 | 21985.3836 | 23986.5821 | 26131.2065 | 28429.4305 | 30892.1737 | 33531.159 | 36358.9743 | 39389.1394 | 42636.1777 | 46115.6948 | 49844.4625 | 53840.5103 | 58123.2239 | 62713.4519 | 67633.6221 | 72907.8662 | 78562.1555 | 84624.4481 | 91124.8478 | 98095.7769
Absorbable project energy (gap + thermal displacement + export contracts) | GWh |  |  | 1706.8974 | 2189.6932 | 2709.7661 | 3269.6873 | 3872.2064 | 4520.2648 | 5217.009 | 5965.8057 | 6770.2576 | 7634.221 | 8561.8238 | 9557.4855 | 10625.939 | 11772.2534 | 13001.8586 | 14320.5726 | 15734.63 | 17250.7134 | 18875.9864 | 20618.1306 | 22485.3836 | 24486.5821 | 26631.2065 | 28929.4305 | 31392.1737 | 34031.159 | 36858.9743 | 39889.1394 | 43136.1777 | 46615.6948 | 50344.4625 | 54340.5103 | 58623.2239 | 63213.4519 | 68133.6221 | 73407.8662 | 79062.1555 | 85124.4481 | 91624.8478 | 98595.7769
CONTRACTED demand (PPA contracted energy, P50) | GWh |  |  | 0 | 0 | 0 | 0 | 0 | 1665.8718 | 1665.8718 | 1665.8718 | 1665.8718 | 1665.8718 | 1665.8718 | 1665.8718 | 1665.8718 | 1665.8718 | 1665.8718 | 1665.8718 | 1665.8718 | 1665.8718 | 1665.8718 | 1665.8718 | 1665.8718 | 1665.8718 | 1665.8718 | 1665.8718 | 1665.8718 | 1665.8718 | 1665.8718 | 1665.8718 | 1665.8718 | 1665.8718 | 1665.8718 | 1665.8718 | 1665.8718 | 1665.8718 | 1665.8718 | 0 | 0 | 0 | 0 | 0
BANKABLE demand = MIN(contracted, absorbable x commercial ratio) | GWh |  |  | 0 | 0 | 0 | 0 | 0 | 1665.8718 | 1665.8718 | 1665.8718 | 1665.8718 | 1665.8718 | 1665.8718 | 1665.8718 | 1665.8718 | 1665.8718 | 1665.8718 | 1665.8718 | 1665.8718 | 1665.8718 | 1665.8718 | 1665.8718 | 1665.8718 | 1665.8718 | 1665.8718 | 1665.8718 | 1665.8718 | 1665.8718 | 1665.8718 | 1665.8718 | 1665.8718 | 1665.8718 | 1665.8718 | 1665.8718 | 1665.8718 | 1665.8718 | 1665.8718 | 0 | 0 | 0 | 0 | 0
Bankable / contracted | x | [7 empty] | 1 | 1 | 1 | 1 | 1 | 1 | 1 | 1 | 1 | 1 | 1 | 1 | 1 | 1 | 1 | 1 | 1 | 1 | 1 | 1 | 1 | 1 | 1 | 1 | 1 | 1 | 1 | 1 | 1 | 1
Ratio in first 5 operating years | x | 1 | [6 empty] | 1 | 1 | 1 | 1 | 1
Base-year (2026) domestic demand |  | 7300

## 11_OFFTAKER
11 OFFTAKER — Offtake split, credit quality and payment security
Qualitative inputs feed Gate 5
Main offtaker |  | Navaria Electricity Company (NEC) — vertically integrated, state-owned | Fictional
Offtaker credit standing |  | Unrated; sovereign rated B- (fictional)
Share of plant output sold to utility | % | 85%
Share sold to mining offtaker (bilateral, USD, via wheeling) | % | 15%
Payment security: letter of credit / escrow cover | months of PPA billing | 4 | Gate 5 test. ATI RLSF covers up to 12 months [PF-04]; 6 months READY threshold is an assumption
Historical utility payment delays to existing IPPs | days | 120 | Fictional
LC amount required (first full operating year) | USDm | 51.5432

## 12_UTILITY
12 UTILITY — Simplified utility cash model and MAXIMUM SUSTAINABLE PPA PAYMENT
The model does not assume the offtaker can pay; it tests it. USD equivalents of local-currency flows.
A. INPUTS (2026)
Customers | # | 1350000 | Fictional
Customer growth | % p.a. | 5%
Average retail tariff | NVL/kWh | 2.7 | Equals USD 0.135/kWh at 20 NVL/USD (fictional)
Tariff adjustment: pass-through of local inflation | % | 100% | 1.0 = full indexation in base case; offtaker stress freezes tariff
Technical losses | % of sent-out | 14%
Commercial (non-technical) losses | % of sent-out | 8%
Collection rate | % of billing | 88%
Cost of other supply (own generation + other IPPs) | USD/MWh 2026 | 55
USD-linked share of other supply cost | % | 50%
Utility OPEX (T&D, retail, overheads) | USDm 2026 | 190 | Local-currency; scales with sales volume
Government operating transfers / subsidies | USDm 2026 | 80 | Local-currency
Existing utility debt service | USDm/yr | 85 | USD-denominated, flat
Opening receivables | USDm | 180
Annual write-off of aged receivables | % of stock | 30%
Required cash coverage of new PPA payments | x | 1.2 | Prudential buffer — assumption
B. ENERGY BALANCE (GWh)
Electricity sales (domestic demand served) | GWh |  |  | 7750 | 8228.71 | 8738.0281 | 9279.9828 | 9856.7421 | 10470.624 | 11124.1067 | 11819.8407 | 12560.6609 | 13349.6003 | 14189.904 | 15085.0454 | 16038.7422 | 17054.9751 | 18138.0064 | 19292.4016 | 20523.0518 | 21835.1974 | 23234.455 | 24726.8452 | 26318.8232 | 28017.3113 | 29829.735 | 31764.0606 | 33828.8369 | 36033.2396 | 38387.1196 | 40901.0551 | 43586.4079 | 46455.3841 | 49521.1 | 52797.6536 | 56300.201 | 60045.0402 | 64049.7012 | 68333.0437 | 72915.363 | 77818.5044 | 83065.9877 | 88683.1415
Energy purchased / sent-out (grossed up for losses) | GWh |  |  | 9935.8974 | 10549.6282 | 11202.6001 | 11897.4138 | 12636.8488 | 13423.8769 | 14261.6753 | 15153.6419 | 16103.4114 | 17114.8721 | 18192.1846 | 19339.8018 | 20562.4901 | 21865.3526 | 23253.8543 | 24733.8483 | 26311.6049 | 27993.8428 | 29787.7629 | 31701.0836 | 33742.081 | 35919.6299 | 38243.25 | 40723.1547 | 43370.3037 | 46196.461 | 49214.2559 | 52437.2501 | 55880.0101 | 59558.1847 | 63488.5898 | 67689.2995 | 72179.7448 | 76980.8207 | 82115.0015 | 87606.4663 | 93481.2346 | 99767.3133 | 106494.856 | 113696.3352
from Lumora Falls (utility share, net of transmission losses) | GWh |  |  | 0 | 0 | 0 | 0 | 0 | 1173.5026 | 1380.5913 | 1380.5913 | 1380.5913 | 1380.5913 | 1380.5913 | 1380.5913 | 1380.5913 | 1380.5913 | 1380.5913 | 1380.5913 | 1380.5913 | 1380.5913 | 1380.5913 | 1380.5913 | 1380.5913 | 1380.5913 | 1380.5913 | 1380.5913 | 1380.5913 | 1380.5913 | 1380.5913 | 1380.5913 | 1380.5913 | 1380.5913 | 1380.5913 | 1380.5913 | 1380.5913 | 1380.5913 | 1380.5913 | 0 | 0 | 0 | 0 | 0
from other supply | GWh |  |  | 9935.8974 | 10549.6282 | 11202.6001 | 11897.4138 | 12636.8488 | 12250.3743 | 12881.084 | 13773.0506 | 14722.8202 | 15734.2808 | 16811.5934 | 17959.2105 | 19181.8988 | 20484.7614 | 21873.2631 | 23353.257 | 24931.0136 | 26613.2516 | 28407.1716 | 30320.4924 | 32361.4897 | 34539.0386 | 36862.6588 | 39342.5634 | 41989.7125 | 44815.8697 | 47833.6646 | 51056.6588 | 54499.4188 | 58177.5934 | 62107.9985 | 66308.7082 | 70799.1536 | 75600.2294 | 80734.4102 | 87606.4663 | 93481.2346 | 99767.3133 | 106494.856 | 113696.3352
C. INCOME & CASH (USDm equivalent)
Average retail tariff | NVL/kWh |  |  | 2.916 | 3.1493 | 3.4012 | 3.6733 | 3.9672 | 4.2846 | 4.6273 | 4.9975 | 5.3973 | 5.8291 | 6.2954 | 6.7991 | 7.343 | 7.9304 | 8.5649 | 9.25 | 9.99 | 10.7893 | 11.6524 | 12.5846 | 13.5914 | 14.6787 | 15.853 | 17.1212 | 18.4909 | 19.9702 | 21.5678 | 23.2932 | 25.1566 | 27.1692 | 29.3427 | 31.6901 | 34.2253 | 36.9634 | 39.9204 | 43.1141 | 46.5632 | 50.2882 | 54.3113 | 58.6562
Average retail tariff (USD/MWh) | USD/MWh |  |  | 137.5472 | 140.1424 | 142.7866 | 145.4807 | 148.2256 | 151.0223 | 153.8718 | 156.775 | 159.733 | 162.7469 | 165.8176 | 168.9462 | 172.1339 | 175.3817 | 178.6908 | 182.0623 | 185.4974 | 188.9974 | 192.5634 | 196.1966 | 199.8985 | 203.6701 | 207.513 | 211.4283 | 215.4175 | 219.482 | 223.6232 | 227.8425 | 232.1414 | 236.5214 | 240.9841 | 245.531 | 250.1636 | 254.8837 | 259.6928 | 264.5927 | 269.585 | 274.6715 | 279.854 | 285.1342
Billed revenue | USDm |  |  | 1065.9906 | 1153.1912 | 1247.6733 | 1350.0582 | 1461.0215 | 1581.2978 | 1711.6862 | 1853.0559 | 2006.3527 | 2172.6058 | 2352.9355 | 2548.5612 | 2760.8108 | 2991.1302 | 3241.0943 | 3512.4189 | 3806.9734 | 4126.7952 | 4474.105 | 4851.324 | 5261.0924 | 5706.2896 | 6190.0569 | 6715.8216 | 7287.3242 | 7908.6476 | 8584.2495 | 9318.9977 | 10118.2094 | 10987.6933 | 11933.7971 | 12963.4584 | 14084.2619 | 15304.5011 | 16633.2469 | 18080.4228 | 19656.8873 | 21374.5252 | 23246.3472 | 25286.6004
Collection rate | % |  |  | 88% | 88% | 88% | 88% | 88% | 88% | 88% | 88% | 88% | 88% | 88% | 88% | 88% | 88% | 88% | 88% | 88% | 88% | 88% | 88% | 88% | 88% | 88% | 88% | 88% | 88% | 88% | 88% | 88% | 88% | 88% | 88% | 88% | 88% | 88% | 88% | 88% | 88% | 88% | 88%
Cash collected | USDm |  |  | 938.0717 | 1014.8082 | 1097.9525 | 1188.0512 | 1285.6989 | 1391.5421 | 1506.2838 | 1630.6892 | 1765.5903 | 1911.8931 | 2070.5832 | 2242.7339 | 2429.5135 | 2632.1946 | 2852.163 | 3090.9286 | 3350.1366 | 3631.5798 | 3937.2124 | 4269.1652 | 4629.7613 | 5021.5349 | 5447.25 | 5909.923 | 6412.8453 | 6959.6099 | 7554.1395 | 8200.718 | 8904.0243 | 9669.1701 | 10501.7414 | 11407.8434 | 12394.1504 | 13467.9609 | 14637.2573 | 15910.7721 | 17298.0609 | 18809.5822 | 20456.7856 | 22252.2084
Government transfers | USDm |  |  | 81.5094 | 83.0473 | 84.6143 | 86.2108 | 87.8374 | 89.4947 | 91.1833 | 92.9037 | 94.6566 | 96.4426 | 98.2623 | 100.1163 | 102.0053 | 103.9299 | 105.8908 | 107.8888 | 109.9244 | 111.9984 | 114.1116 | 116.2647 | 118.4584 | 120.6934 | 122.9706 | 125.2908 | 127.6548 | 130.0634 | 132.5174 | 135.0178 | 137.5653 | 140.1608 | 142.8054 | 145.4998 | 148.2451 | 151.0422 | 153.892 | 156.7957 | 159.7541 | 162.7683 | 165.8394 | 168.9684
Utility OPEX | USDm |  |  | -205.5182 | -222.3301 | -240.5458 | -260.2852 | -281.6784 | -304.8672 | -330.0055 | -357.2609 | -386.8158 | -418.8687 | -453.6355 | -491.3512 | -532.272 | -576.6766 | -624.8685 | -677.1787 | -733.9675 | -795.6277 | -862.5875 | -935.3136 | -1014.3151 | -1100.1472 | -1193.4153 | -1294.7804 | -1404.9636 | -1524.7519 | -1655.005 | -1796.6612 | -1950.7456 | -2118.3782 | -2300.7828 | -2499.2969 | -2715.3828 | -2950.6395 | -3206.8157 | -3485.8248 | -3789.7601 | -4120.913 | -4481.792 | -4875.1437
Cost of other supply | USDm |  |  | -557.0945 | -603.0012 | -652.7685 | -706.7282 | -765.2411 | -756.2557 | -810.6467 | -883.6278 | -962.9204 | -1049.0751 | -1142.6915 | -1244.4228 | -1354.9804 | -1475.1397 | -1605.7458 | -1747.7197 | -1902.0656 | -2069.8786 | -2252.3529 | -2450.7913 | -2666.6153 | -2901.376 | -3156.7666 | -3434.6354 | -3737.0009 | -4066.0674 | -4424.2431 | -4814.159 | -5238.6907 | -5700.9814 | -6204.4675 | -6752.9075 | -7350.4119 | -8001.4785 | -8711.0289 | -9636.3092 | -10482.4529 | -11404.8823 | -12410.6734 | -13507.5785
Existing debt service | USDm |  |  | -85 | -85 | -85 | -85 | -85 | -85 | -85 | -85 | -85 | -85 | -85 | -85 | -85 | -85 | -85 | -85 | -85 | -85 | -85 | -85 | -85 | -85 | -85 | -85 | -85 | -85 | -85 | -85 | -85 | -85 | -85 | -85 | -85 | -85 | -85 | -85 | -85 | -85 | -85 | -85
Cash available before new PPA | USDm |  |  | 171.9684 | 187.5243 | 204.2524 | 222.2486 | 241.6168 | 334.914 | 371.815 | 397.7042 | 425.5107 | 455.3919 | 487.5185 | 522.0762 | 559.2664 | 599.3082 | 642.4395 | 688.919 | 739.0279 | 793.0719 | 851.3837 | 914.3249 | 982.2892 | 1055.7051 | 1135.0388 | 1220.798 | 1313.5356 | 1413.8539 | 1522.4089 | 1639.9156 | 1767.1532 | 1904.9714 | 2054.2965 | 2216.1389 | 2391.6008 | 2581.8851 | 2788.3047 | 2860.4338 | 3100.6019 | 3361.5552 | 3645.1596 | 3953.4546
MAXIMUM SUSTAINABLE PPA PAYMENT | USDm |  |  | 143.307 | 156.2702 | 170.2103 | 185.2071 | 201.3473 | 279.095 | 309.8458 | 331.4202 | 354.5923 | 379.4932 | 406.2654 | 435.0635 | 466.0554 | 499.4235 | 535.3663 | 574.0992 | 615.8566 | 660.8933 | 709.4864 | 761.9374 | 818.5744 | 879.7542 | 945.8656 | 1017.3317 | 1094.613 | 1178.2116 | 1268.6741 | 1366.5963 | 1472.6277 | 1587.4762 | 1711.9137 | 1846.7824 | 1993.0007 | 2151.571 | 2323.5872 | 2383.6948 | 2583.835 | 2801.296 | 3037.633 | 3294.5455
PPA payment billed by project (utility share) | USDm |  |  | 0 | 0 | 0 | 0 | 0 | 129.7419 | 154.6295 | 156.6613 | 158.7337 | 160.8476 | 163.0037 | 165.203 | 167.4463 | 169.7344 | 172.0683 | 174.4489 | 176.877 | 179.3538 | 181.8801 | 184.4569 | 187.0852 | 189.7661 | 192.5006 | 195.2898 | 198.1348 | 201.0367 | 203.9967 | 207.0158 | 210.0953 | 213.2364 | 216.4403 | 219.7083 | 223.0417 | 226.4417 | 229.9098 | 0 | 0 | 0 | 0 | 0
OFFTAKER PAYMENT CAPACITY GAP | USDm | 0 |  | 0 | 0 | 0 | 0 | 0 | 0 | 0 | 0 | 0 | 0 | 0 | 0 | 0 | 0 | 0 | 0 | 0 | 0 | 0 | 0 | 0 | 0 | 0 | 0 | 0 | 0 | 0 | 0 | 0 | 0 | 0 | 0 | 0 | 0 | 0 | 0 | 0 | 0 | 0 | 0
Payment capacity / PPA payment | x | [7 empty] | 2.1512 | 2.0038 | 2.1155 | 2.2339 | 2.3593 | 2.4924 | 2.6335 | 2.7833 | 2.9424 | 3.1114 | 3.2909 | 3.4818 | 3.6849 | 3.9008 | 4.1307 | 4.3754 | 4.636 | 4.9136 | 5.2093 | 5.5246 | 5.8607 | 6.2191 | 6.6014 | 7.0093 | 7.4447 | 7.9094 | 8.4056 | 8.9356 | 9.5017 | 10.1065
Ratio in first 10 operating years | x | 2.0038 | [6 empty] | 2.1512 | 2.0038 | 2.1155 | 2.2339 | 2.3593 | 2.4924 | 2.6335 | 2.7833 | 2.9424 | 3.1114
Pre-existing utility cash deficit (before any new PPA) | USDm | 0 |  | 0 | 0 | 0 | 0 | 0 | 0 | 0 | 0 | 0 | 0 | 0 | 0 | 0 | 0 | 0 | 0 | 0 | 0 | 0 | 0 | 0 | 0 | 0 | 0 | 0 | 0 | 0 | 0 | 0 | 0 | 0 | 0 | 0 | 0 | 0 | 0 | 0 | 0 | 0 | 0
D. PERFORMANCE METRICS
Utility EBITDA (excl. transfers) | USDm |  |  | 303.3778 | 327.8599 | 354.3589 | 383.0448 | 414.102 | 390.4331 | 416.4046 | 455.5059 | 497.8827 | 543.8144 | 593.6048 | 647.5842 | 706.1122 | 769.5796 | 838.4117 | 913.0717 | 994.0633 | 1081.9351 | 1177.2846 | 1280.7622 | 1393.0768 | 1515.0003 | 1647.3743 | 1791.1159 | 1947.2249 | 2116.7915 | 2301.0047 | 2501.1618 | 2718.6778 | 2955.0974 | 3212.1064 | 3491.5457 | 3795.4254 | 4125.9413 | 4485.4925 | 4958.2889 | 5384.6744 | 5848.7299 | 6353.8819 | 6903.8783
Utility EBITDA incl. government transfers | USDm |  |  | 384.8873 | 410.9072 | 438.9732 | 469.2556 | 501.9393 | 479.9278 | 507.5878 | 548.4096 | 592.5393 | 640.257 | 691.867 | 747.7005 | 808.1174 | 873.5094 | 944.3026 | 1020.9604 | 1103.9877 | 1193.9336 | 1291.3962 | 1397.0269 | 1511.5351 | 1635.6937 | 1770.345 | 1916.4068 | 2074.8797 | 2246.8549 | 2433.5222 | 2636.1795 | 2856.2431 | 3095.2582 | 3354.9118 | 3637.0455 | 3943.6705 | 4276.9835 | 4639.3845 | 5115.0845 | 5544.4284 | 6011.4982 | 6519.7213 | 7072.8467
Operating margin (EBITDA / billed) | % |  |  | 28.46% | 28.43% | 28.4% | 28.37% | 28.34% | 24.69% | 24.33% | 24.58% | 24.82% | 25.03% | 25.23% | 25.41% | 25.58% | 25.73% | 25.87% | 26% | 26.11% | 26.22% | 26.31% | 26.4% | 26.48% | 26.55% | 26.61% | 26.67% | 26.72% | 26.77% | 26.8% | 26.84% | 26.87% | 26.89% | 26.92% | 26.93% | 26.95% | 26.96% | 26.97% | 27.42% | 27.39% | 27.36% | 27.33% | 27.3%
PPA paid from utility own cash | USDm |  |  | 0 | 0 | 0 | 0 | 0 | 129.7419 | 154.6295 | 156.6613 | 158.7337 | 160.8476 | 163.0037 | 165.203 | 167.4463 | 169.7344 | 172.0683 | 174.4489 | 176.877 | 179.3538 | 181.8801 | 184.4569 | 187.0852 | 189.7661 | 192.5006 | 195.2898 | 198.1348 | 201.0367 | 203.9967 | 207.0158 | 210.0953 | 213.2364 | 216.4403 | 219.7083 | 223.0417 | 226.4417 | 229.9098 | 0 | 0 | 0 | 0 | 0
Utility cash flow after PPA paid | USDm |  |  | 171.9684 | 187.5243 | 204.2524 | 222.2486 | 241.6168 | 205.172 | 217.1855 | 241.0429 | 266.777 | 294.5443 | 324.5148 | 356.8732 | 391.8201 | 429.5738 | 470.3712 | 514.4702 | 562.1509 | 613.7181 | 669.5036 | 729.868 | 795.204 | 865.939 | 942.5382 | 1025.5082 | 1115.4008 | 1212.8172 | 1318.4122 | 1432.8998 | 1557.0579 | 1691.735 | 1837.8561 | 1996.4305 | 2168.5591 | 2355.4434 | 2558.3949 | 2860.4338 | 3100.6019 | 3361.5552 | 3645.1596 | 3953.4546
Utility DSCR on existing debt | x |  |  | 3.0232 | 3.2062 | 3.403 | 3.6147 | 3.8426 | 3.4138 | 3.5551 | 3.8358 | 4.1386 | 4.4652 | 4.8178 | 5.1985 | 5.6096 | 6.0538 | 6.5338 | 7.0526 | 7.6135 | 8.2202 | 8.8765 | 9.5867 | 10.3553 | 11.1875 | 12.0887 | 13.0648 | 14.1224 | 15.2684 | 16.5107 | 17.8576 | 19.3183 | 20.9028 | 22.6218 | 24.4874 | 26.5125 | 28.7111 | 31.0988 | 34.6522 | 37.4777 | 40.5477 | 43.8842 | 47.5112
Receivables (closing) | USDm |  |  | 253.9189 | 316.1261 | 371.0091 | 421.7134 | 470.5219 | 519.1211 | 568.7871 | 620.5177 | 675.1247 | 733.3 | 795.6622 | 862.7909 | 935.2509 | 1013.6113 | 1098.4592 | 1190.4117 | 1290.125 | 1398.3029 | 1515.7047 | 1643.1521 | 1781.5376 | 1931.8311 | 2095.0886 | 2272.4606 | 2465.2013 | 2674.6786 | 2902.385 | 3149.9492 | 3419.1496 | 3711.9279 | 4030.4052 | 4376.8986 | 4753.9405 | 5164.2985 | 5610.9985 | 6097.3497 | 6626.9713 | 7203.8229 | 7832.2377 | 8516.9585
Receivable days | days |  |  | 86.943 | 100.058 | 108.5367 | 114.0139 | 117.5482 | 119.8251 | 121.2882 | 122.2246 | 122.8201 | 123.1951 | 123.4274 | 123.5672 | 123.6472 | 123.6884 | 123.7044 | 123.704 | 123.6929 | 123.6748 | 123.652 | 123.6262 | 123.5981 | 123.5686 | 123.538 | 123.5066 | 123.4745 | 123.4418 | 123.4086 | 123.375 | 123.341 | 123.3065 | 123.2716 | 123.2363 | 123.2005 | 123.1644 | 123.1278 | 123.0907 | 123.0533 | 123.0154 | 122.977 | 122.9382
Cumulative unpaid PPA arrears to project | USDm |  |  | 0 | 0 | 0 | 0 | 0 | 0 | 0 | 0 | 0 | 0 | 0 | 0 | 0 | 0 | 0 | 0 | 0 | 0 | 0 | 0 | 0 | 0 | 0 | 0 | 0 | 0 | 0 | 0 | 0 | 0 | 0 | 0 | 0 | 0 | 0 | 0 | 0 | 0 | 0 | 0
PPA payment as % of utility billed revenue | % |  |  | 0% | 0% | 0% | 0% | 0% | 8.205% | 9.034% | 8.454% | 7.912% | 7.403% | 6.928% | 6.482% | 6.065% | 5.675% | 5.309% | 4.967% | 4.646% | 4.346% | 4.065% | 3.802% | 3.556% | 3.326% | 3.11% | 2.908% | 2.719% | 2.542% | 2.376% | 2.221% | 2.076% | 1.941% | 1.814% | 1.695% | 1.584% | 1.48% | 1.382% | 0% | 0% | 0% | 0% | 0%
Collected revenue per MWh sent-out | USD/MWh |  |  | 94.4124 | 96.1937 | 98.0087 | 99.8579 | 101.7421 | 103.6617 | 105.6176 | 107.6104 | 109.6408 | 111.7095 | 113.8172 | 115.9647 | 118.1527 | 120.382 | 122.6533 | 124.9676 | 127.3254 | 129.7278 | 132.1755 | 134.6694 | 137.2103 | 139.7992 | 142.4369 | 145.1244 | 147.8626 | 150.6524 | 153.4949 | 156.3911 | 159.3419 | 162.3483 | 165.4115 | 168.5324 | 171.7123 | 174.9522 | 178.2531 | 181.6164 | 185.0431 | 188.5345 | 192.0918 | 195.7161

## 13_REGULATION
13 REGULATION — Regulatory Bankability Matrix (readiness screening, NOT legal advice)
Status options: READY / PARTIAL / GAP / CRITICAL GAP. Fictional statuses for Navaria.
Item | Status | Score (3-0) | Evidence required / comment
Electricity law (IPP participation permitted) | READY | 3 | Act in force; IPP chapter
Generation licence | PARTIAL | 2 | Provisional licence; final on financial close
Water rights / water-use permit | PARTIAL | 2 | Permit volume vs e-flow to be reconciled
Concession agreement / implementation agreement | PARTIAL | 2 | Term sheet agreed
PPP legislation & PPP unit approvals | READY | 3
IPP procurement framework | PARTIAL | 2 | Unsolicited proposal rules unclear
PPA enforceability (arbitration, waiver of immunity) | PARTIAL | 2 | Offshore arbitration accepted in principle
Tariff regulation (cost-reflective, pass-through) | GAP | 1 | No automatic pass-through of PPA costs
Regulator independence | PARTIAL | 2
Grid access / connection rules | PARTIAL | 2
Grid code | GAP | 1 | Outdated; no ancillary-service rules
Environmental & social permits (ESIA approval) | PARTIAL | 2 | ESIA approved; RAP pending
Land rights / acquisition | GAP | 1 | Reservoir land acquisition incomplete
FX convertibility | GAP | 1 | Central bank allocation queues
Tax regime (stability, incentives) | READY | 3 | Stabilisation clause available
Repatriation of dividends & debt service | PARTIAL | 2
Count: CRITICAL GAP | # | 0
Count: GAP | # | 4
Count: PARTIAL | # | 9
Count: READY | # | 3
Average readiness score (0-3) |  | 1.9375
E&S / SUSTAINABILITY READINESS (feeds Gate 9)
ESIA & lender E&S standards compliance (1=gaps, 2=in progress, 3=compliant & disclosed) | 1-3 | 2 | e.g. IFC Performance Standards / Hydropower Sustainability Standard
Resettlement Action Plan status (1=not started, 2=approved, 3=implemented & monitored) | 1-3 | 2
Transboundary water / riparian notification (1=unresolved, 2=in progress, 3=resolved or n/a) | 1-3 | 3

## 14_PPA
14 PPA — Two-part tariff, indexation, deemed energy, take-or-pay, termination
Commercial terms are fictional; structure reflects common African hydro IPP practice
A. TARIFF
Capacity / availability charge | USD/kW-month (2026) | 26 | Covers fixed costs incl. debt service
Energy charge | USD/MWh (2026) | 25
Share of capacity charge indexed to US CPI | % | 50% | Debt-service portion usually not indexed
Share of energy charge indexed to US CPI | % | 100%
Share of tariff denominated in local currency (NVL) | % | 0% | 0% = full USD (FX risk on utility/government)
B. VOLUME & RISK TERMS
Deemed energy payable for buyer/grid curtailment (1=yes) | 0/1 | 1 | Transfers transmission & demand risk to offtaker
Take-or-pay floor (share of contracted P50 energy) | % | 0% | Alternative to deemed energy
Declared availability / contractual availability | x | 1 | <1 reduces capacity payment
Termination: equity compensation premium on unrecovered equity | % | 15% | Government-default / political FM termination
C. CONTRACT RISK MAP (qualitative)
Change in law |  | Compensated by offtaker; tariff adjustment
Natural force majeure |  | Capacity payments suspended after 180 days (fictional)
Political force majeure |  | Capacity payments continue; buy-out right
Hydrology risk |  | Borne by project (energy charge only)
FX convertibility & transfer |  | Government undertaking in implementation agreement

## 15_TARIFF
15 TARIFF — Escalated tariff components, blended tariff, affordability
Currency factor on tariff (local-currency portion) | x | 1 | 1 | 1 | 1 | 1 | 1 | 1 | 1 | 1 | 1 | 1 | 1 | 1 | 1 | 1 | 1 | 1 | 1 | 1 | 1 | 1 | 1 | 1 | 1 | 1 | 1 | 1 | 1 | 1 | 1 | 1 | 1 | 1 | 1 | 1 | 1 | 1 | 1 | 1 | 1
Capacity charge (nominal) | USD/kW-mo | 26.26 | 26.5252 | 26.7957 | 27.0716 | 27.3531 | 27.6401 | 27.9329 | 28.2316 | 28.5362 | 28.8469 | 29.1639 | 29.4871 | 29.8169 | 30.1532 | 30.4963 | 30.8462 | 31.2031 | 31.5672 | 31.9385 | 32.3173 | 32.7037 | 33.0977 | 33.4997 | 33.9097 | 34.3279 | 34.7544 | 35.1895 | 35.6333 | 36.086 | 36.5477 | 37.0187 | 37.499 | 37.989 | 38.4888 | 38.9986 | 39.5185 | 40.0489 | 40.5899 | 41.1417 | 41.7045
Energy charge (nominal) | USD/MWh | 25.5 | 26.01 | 26.5302 | 27.0608 | 27.602 | 28.1541 | 28.7171 | 29.2915 | 29.8773 | 30.4749 | 31.0844 | 31.706 | 32.3402 | 32.987 | 33.6467 | 34.3196 | 35.006 | 35.7062 | 36.4203 | 37.1487 | 37.8917 | 38.6495 | 39.4225 | 40.2109 | 41.0151 | 41.8355 | 42.6722 | 43.5256 | 44.3961 | 45.284 | 46.1897 | 47.1135 | 48.0558 | 49.0169 | 49.9972 | 50.9972 | 52.0171 | 53.0575 | 54.1186 | 55.201
Blended PPA tariff (billed revenue / energy paid) | USD/MWh | 0 | 0 | 0 | 0 | 0 | 107.7956 | 109.2023 | 110.6372 | 112.1008 | 113.5937 | 115.1164 | 116.6695 | 118.2538 | 119.8697 | 121.5179 | 123.1991 | 124.914 | 126.6631 | 128.4472 | 130.267 | 132.1231 | 134.0165 | 135.9476 | 137.9174 | 139.9266 | 141.976 | 144.0663 | 146.1985 | 148.3733 | 150.5916 | 152.8543 | 155.1622 | 157.5163 | 159.9175 | 162.3667 | 0 | 0 | 0 | 0 | 0
Project LCOE (constant, nominal levelised) | USD/MWh | 0 | 0 | 0 | 0 | 0 | 110.6174 | 110.6174 | 110.6174 | 110.6174 | 110.6174 | 110.6174 | 110.6174 | 110.6174 | 110.6174 | 110.6174 | 110.6174 | 110.6174 | 110.6174 | 110.6174 | 110.6174 | 110.6174 | 110.6174 | 110.6174 | 110.6174 | 110.6174 | 110.6174 | 110.6174 | 110.6174 | 110.6174 | 110.6174 | 110.6174 | 110.6174 | 110.6174 | 110.6174 | 110.6174 | 0 | 0 | 0 | 0 | 0
Utility average retail tariff | USD/MWh | 137.5472 | 140.1424 | 142.7866 | 145.4807 | 148.2256 | 151.0223 | 153.8718 | 156.775 | 159.733 | 162.7469 | 165.8176 | 168.9462 | 172.1339 | 175.3817 | 178.6908 | 182.0623 | 185.4974 | 188.9974 | 192.5634 | 196.1966 | 199.8985 | 203.6701 | 207.513 | 211.4283 | 215.4175 | 219.482 | 223.6232 | 227.8425 | 232.1414 | 236.5214 | 240.9841 | 245.531 | 250.1636 | 254.8837 | 259.6928 | 264.5927 | 269.585 | 274.6715 | 279.854 | 285.1342
Utility collected revenue per MWh sent-out | USD/MWh | 94.4124 | 96.1937 | 98.0087 | 99.8579 | 101.7421 | 103.6617 | 105.6176 | 107.6104 | 109.6408 | 111.7095 | 113.8172 | 115.9647 | 118.1527 | 120.382 | 122.6533 | 124.9676 | 127.3254 | 129.7278 | 132.1755 | 134.6694 | 137.2103 | 139.7992 | 142.4369 | 145.1244 | 147.8626 | 150.6524 | 153.4949 | 156.3911 | 159.3419 | 162.3483 | 165.4115 | 168.5324 | 171.7123 | 174.9522 | 178.2531 | 181.6164 | 185.0431 | 188.5345 | 192.0918 | 195.7161
Affordability headroom: collected/MWh – blended PPA tariff | USD/MWh | 0 | 0 | 0 | 0 | 0 | -4.1338 | -3.5847 | -3.0268 | -2.46 | -1.8842 | -1.2992 | -0.70486 | -0.10108 | 0.5123 | 1.1354 | 1.7684 | 2.4115 | 3.0647 | 3.7283 | 4.4024 | 5.0872 | 5.7827 | 6.4893 | 7.207 | 7.936 | 8.6765 | 9.4286 | 10.1926 | 10.9685 | 11.7567 | 12.5572 | 13.3702 | 14.196 | 15.0347 | 15.8865 | 0 | 0 | 0 | 0 | 0

## 16_REVENUE
16 REVENUE — Billed vs cash revenue; offtaker exposure; unpaid amounts
A. ENERGY PAID (GWh)
Deemed energy (curtailment not caused by seller) | GWh | 0 | 0 | 0 | 0 | 0 | 0 | 0 | 0 | 0 | 0 | 0 | 0 | 0 | 0 | 0 | 0 | 0 | 0 | 0 | 0 | 0 | 0 | 0 | 0 | 0 | 0 | 0 | 0 | 0 | 0 | 0 | 0 | 0 | 0 | 0 | 0 | 0 | 0 | 0 | 0 | 0
Take-or-pay shortfall energy | GWh | 0 | 0 | 0 | 0 | 0 | 0 | 0 | 0 | 0 | 0 | 0 | 0 | 0 | 0 | 0 | 0 | 0 | 0 | 0 | 0 | 0 | 0 | 0 | 0 | 0 | 0 | 0 | 0 | 0 | 0 | 0 | 0 | 0 | 0 | 0 | 0 | 0 | 0 | 0 | 0 | 0
Energy paid | GWh | 49726.274 | 0 | 0 | 0 | 0 | 0 | 1415.9911 | 1665.8718 | 1665.8718 | 1665.8718 | 1665.8718 | 1665.8718 | 1665.8718 | 1665.8718 | 1665.8718 | 1665.8718 | 1665.8718 | 1665.8718 | 1665.8718 | 1665.8718 | 1665.8718 | 1665.8718 | 1665.8718 | 1665.8718 | 1665.8718 | 1665.8718 | 1665.8718 | 1665.8718 | 1665.8718 | 1665.8718 | 1665.8718 | 1665.8718 | 1665.8718 | 1665.8718 | 1665.8718 | 1665.8718 | 0 | 0 | 0 | 0 | 0
B. BILLED REVENUE (USDm)
Capacity payments | USDm | 4702.9209 | 0 | 0 | 0 | 0 | 0 | 112.7717 | 134.078 | 135.5115 | 136.9738 | 138.4653 | 139.9866 | 141.5383 | 143.1211 | 144.7355 | 146.3822 | 148.0618 | 149.7751 | 151.5226 | 153.305 | 155.1231 | 156.9776 | 158.8691 | 160.7985 | 162.7665 | 164.7738 | 166.8213 | 168.9097 | 171.0399 | 173.2127 | 175.429 | 177.6895 | 179.9953 | 182.3472 | 184.7462 | 187.1931 | 0 | 0 | 0 | 0 | 0
Energy payments (delivered) | USDm | 1895.6506 | 0 | 0 | 0 | 0 | 0 | 39.8659 | 47.8391 | 48.7959 | 49.7718 | 50.7672 | 51.7826 | 52.8182 | 53.8746 | 54.9521 | 56.0511 | 57.1721 | 58.3156 | 59.4819 | 60.6715 | 61.8849 | 63.1226 | 64.3851 | 65.6728 | 66.9863 | 68.326 | 69.6925 | 71.0864 | 72.5081 | 73.9582 | 75.4374 | 76.9462 | 78.4851 | 80.0548 | 81.6559 | 83.289 | 0 | 0 | 0 | 0 | 0
Deemed energy & take-or-pay payments | USDm | 0 | 0 | 0 | 0 | 0 | 0 | 0 | 0 | 0 | 0 | 0 | 0 | 0 | 0 | 0 | 0 | 0 | 0 | 0 | 0 | 0 | 0 | 0 | 0 | 0 | 0 | 0 | 0 | 0 | 0 | 0 | 0 | 0 | 0 | 0 | 0 | 0 | 0 | 0 | 0 | 0
Total billed revenue | USDm | 6598.5715 | 0 | 0 | 0 | 0 | 0 | 152.6376 | 181.9171 | 184.3074 | 186.7456 | 189.2325 | 191.7691 | 194.3565 | 196.9956 | 199.6875 | 202.4333 | 205.234 | 208.0906 | 211.0044 | 213.9765 | 217.0081 | 220.1002 | 223.2542 | 226.4713 | 229.7527 | 233.0998 | 236.5138 | 239.9961 | 243.548 | 247.1709 | 250.8664 | 254.6357 | 258.4804 | 262.402 | 266.4021 | 270.4821 | 0 | 0 | 0 | 0 | 0
billed to utility | USDm | 5608.7858 | 0 | 0 | 0 | 0 | 0 | 129.7419 | 154.6295 | 156.6613 | 158.7337 | 160.8476 | 163.0037 | 165.203 | 167.4463 | 169.7344 | 172.0683 | 174.4489 | 176.877 | 179.3538 | 181.8801 | 184.4569 | 187.0852 | 189.7661 | 192.5006 | 195.2898 | 198.1348 | 201.0367 | 203.9967 | 207.0158 | 210.0953 | 213.2364 | 216.4403 | 219.7083 | 223.0417 | 226.4417 | 229.9098 | 0 | 0 | 0 | 0 | 0
billed to utility — first full year (op yr 2) | USDm | 154.6295 | 0 | 0 | 0 | 0 | 0 | 0 | 154.6295 | 0 | 0 | 0 | 0 | 0 | 0 | 0 | 0 | 0 | 0 | 0 | 0 | 0 | 0 | 0 | 0 | 0 | 0 | 0 | 0 | 0 | 0 | 0 | 0 | 0 | 0 | 0 | 0 | 0 | 0 | 0 | 0 | 0
billed to mining offtaker | USDm | 989.7857 | 0 | 0 | 0 | 0 | 0 | 22.8956 | 27.2876 | 27.6461 | 28.0118 | 28.3849 | 28.7654 | 29.1535 | 29.5493 | 29.9531 | 30.365 | 30.7851 | 31.2136 | 31.6507 | 32.0965 | 32.5512 | 33.015 | 33.4881 | 33.9707 | 34.4629 | 34.965 | 35.4771 | 35.9994 | 36.5322 | 37.0756 | 37.63 | 38.1954 | 38.7721 | 39.3603 | 39.9603 | 40.5723 | 0 | 0 | 0 | 0 | 0
C. PAYMENT OF UTILITY SHORTFALL
Covered by government budget backstop | USDm | 0 | 0 | 0 | 0 | 0 | 0 | 0 | 0 | 0 | 0 | 0 | 0 | 0 | 0 | 0 | 0 | 0 | 0 | 0 | 0 | 0 | 0 | 0 | 0 | 0 | 0 | 0 | 0 | 0 | 0 | 0 | 0 | 0 | 0 | 0 | 0 | 0 | 0 | 0 | 0 | 0
Covered by sovereign PPA payment guarantee call | USDm | 0 | 0 | 0 | 0 | 0 | 0 | 0 | 0 | 0 | 0 | 0 | 0 | 0 | 0 | 0 | 0 | 0 | 0 | 0 | 0 | 0 | 0 | 0 | 0 | 0 | 0 | 0 | 0 | 0 | 0 | 0 | 0 | 0 | 0 | 0 | 0 | 0 | 0 | 0 | 0 | 0
UNPAID (arrears to project) | USDm | 0 | 0 | 0 | 0 | 0 | 0 | 0 | 0 | 0 | 0 | 0 | 0 | 0 | 0 | 0 | 0 | 0 | 0 | 0 | 0 | 0 | 0 | 0 | 0 | 0 | 0 | 0 | 0 | 0 | 0 | 0 | 0 | 0 | 0 | 0 | 0 | 0 | 0 | 0 | 0 | 0
Cash revenue received by project | USDm | 6598.5715 | 0 | 0 | 0 | 0 | 0 | 152.6376 | 181.9171 | 184.3074 | 186.7456 | 189.2325 | 191.7691 | 194.3565 | 196.9956 | 199.6875 | 202.4333 | 205.234 | 208.0906 | 211.0044 | 213.9765 | 217.0081 | 220.1002 | 223.2542 | 226.4713 | 229.7527 | 233.0998 | 236.5138 | 239.9961 | 243.548 | 247.1709 | 250.8664 | 254.6357 | 258.4804 | 262.402 | 266.4021 | 270.4821 | 0 | 0 | 0 | 0 | 0
D. LENDER CASE REVENUE (for debt sizing)
Lender-case revenue | USDm | 6307.0356 | 0 | 0 | 0 | 0 | 0 | 146.5065 | 174.5598 | 176.803 | 179.0911 | 181.4249 | 183.8054 | 186.2335 | 188.7101 | 191.2363 | 193.8131 | 196.4413 | 199.1222 | 201.8566 | 204.6457 | 207.4907 | 210.3925 | 213.3523 | 216.3714 | 219.4508 | 222.5918 | 225.7956 | 229.0636 | 232.3968 | 235.7968 | 239.2647 | 242.802 | 246.41 | 250.0902 | 253.844 | 257.6729 | 0 | 0 | 0 | 0 | 0
E. REVENUE QUALITY METRICS
Revenue certainty: fixed (capacity) share of billed revenue | % | 71.27%
Revenue volatility: P90 vs P50 energy revenue at risk (yr 2) | % of revenue | 4.044%
Offtaker exposure: utility share of lifetime billed revenue | % | 85%
Government support requirement to sustain PPA payments (lifetime, nominal) | USDm | 0

## 17_PROJECT_FINANCE
17 PROJECT FINANCE — Funding base, sources & uses, debt capacity, financing gap, KPIs
Structure parameters from 17A_STRUCTURES
A. FUNDING BASE & USES (nominal USDm)
Plant CAPEX (nominal) | USDm | 1110.0557
Transmission CAPEX funded by project | USDm | 0 | Project-built transmission spend falling in the construction period
FUNDING BASE (CAPEX) | USDm | 1110.0557
Interest during construction (equity-funded) | USDm | 124.8813
Upfront financing fees | USDm | 16.6508
Initial DSRA funding | USDm | 30.4054
TOTAL USES | USDm | 1281.9933
B. SOURCES
Grants / VGF / public capital contribution | USDm | 55.5028
Government equity (structural) | USDm | 111.0056
Concessional senior debt | USDm | 333.0167
Commercial senior debt | USDm | 499.5251
Residual equity required | USDm | 282.9431
of which government (if residual provider) | USDm | 0
of which private sponsors | USDm | 282.9431
TOTAL SOURCES | USDm | 1281.9933
C. DEBT CAPACITY & FINANCING GAP
Commercial debt capacity (DSCR-sculpted, lender case) | USDm | 774.5706
Total senior debt capacity | USDm | 1107.5873
Senior debt / funding base | % | 75%
Private equity available | USDm | 222.0111
FINANCING GAP (private equity required beyond availability) | USDm | 60.932
Government residual funding (public structure) | USDm | 0
Financing gap / total uses | % | 4.753%
D. KEY RESULTS
Project IRR (post-tax, unlevered, nominal) | % | 9.703%
Project NPV @ discount rate | USDm | -25.3004
Private equity IRR (nominal) | % | 14.87%
Government equity IRR (nominal) | % | 14.87%
LCOE — plant (nominal levelised) | USD/MWh | 110.6174
LCOE — delivered system cost incl. public transmission & losses | USD/MWh | 133.851
Minimum DSCR (actual case) | x | 1.9638
Average DSCR (actual case) | x | 3.5336
LLCR at COD | x | 1.6121
PLCR at COD | x | 1.9318
Cumulative debt-service shortfall | USDm | 0
OPEX in operating year 2 | USDm | 28.5429
Affordable PPA tariff (avg max sustainable payment / energy, op yrs 1-10) | USD/MWh | 286.5472

## 17A_STRUCTURES
17A STRUCTURES — Public / IPP / PPP / Hybrid / Blended for the SAME project
Column C = structure selected on 01_CONTROL_PANEL; library columns E:I are inputs
Parameter | Unit | SELECTED |  | 1 Public | 2 IPP | 3 PPP | 4 Hybrid | 5 Blended
Structure |  | PPP (SOE + private, DFI-backed) |  | Public (SOE, sovereign-borrowed) | IPP (private BOOT) | PPP (SOE + private, DFI-backed) | Hybrid (public civil works, private E&M/O&M) | Blended finance (grants + concessional + private)
Government equity | % of funding base | 10% |  | 15% | 0% | 10% | 0% | 5%
Grants / VGF / public capital contribution | % of funding base | 5% |  | 0% | 0% | 5% | 35% | 8%
Concessional debt | % of funding base | 30% |  | 55% | 0% | 30% | 25% | 35%
Maximum total senior debt (gearing cap) | % of funding base | 75% |  | 85% | 70% | 75% | 55% | 72%
Maximum private equity available | % of funding base | 20% |  | 0% | 35% | 20% | 25% | 25%
Residual equity provider (1=private, 2=government) | 1-2 | 1 |  | 2 | 1 | 1 | 1 | 1
Share of senior debt guaranteed / counter-indemnified by sovereign | % | 40% |  | 100% | 0% | 40% | 20% | 15%
Share of senior debt recorded as public debt | % | 0% |  | 100% | 0% | 0% | 0% | 0%
Sovereign PPA payment guarantee (1=yes) | 0/1 | 1 |  | 0 | 1 | 1 | 1 | 1
Concession termination payment obligation (1=yes) | 0/1 | 1 |  | 0 | 1 | 1 | 1 | 1
Government FX convertibility guarantee on remittances | % covered | 100% |  | 0% | 100% | 100% | 100% | 50%
Concessional interest rate | % | 3% |  | 2% | 3% | 3% | 3% | 2.5%
Concessional grace after COD | years | 5 |  | 5 | 5 | 5 | 5 | 5
Concessional repayment period | years | 20 |  | 20 | 20 | 20 | 20 | 20
Commercial / DFI senior debt rate (all-in, fixed/swapped) | % | 8% |  | 7.5% | 8.5% | 8% | 8% | 7.8%
Commercial debt repayment tenor after COD | years | 18 |  | 15 | 18 | 18 | 18 | 18
Target sizing DSCR | x | 1.3 |  | 1.2 | 1.35 | 1.3 | 1.3 | 1.3
Private equity target IRR (nominal USD) | % | 15% |  | 10% | 16% | 15% | 15% | 14%
Check: grants + gov equity + max debt + max private equity ≥ 100% |  | OK
Distribution lock-up DSCR | x | 1.1
Upfront & commitment fees | % of senior debt | 2%
DSRA requirement | months of next-year DS | 6
LIVE CLOSED-FORM STRUCTURE COMPARISON (screening; pre-tax, level real annuity, P50)
Metric | Unit |  |  | 1 Public | 2 IPP | 3 PPP | 4 Hybrid | 5 Blended
WACC_s = Σ weights x costs (grants cost 0 to project; government equity at government discount rate). Required tariff = (funding base x (1-grant%) x CRF(WACC, term) + year-2 OPEX) / P50. Not a substitute for full-engine runs (snapshot below).
Commercial debt share (assumed at gearing cap) | % |  |  | 30% | 70% | 45% | 30% | 37%
Private equity share | % |  |  | 0% | 30% | 10% | 10% | 15%
Government residual equity share | % |  |  | 0% | 0% | 0% | 0% | 0%
Blended cost of capital (nominal) | % |  |  | 4.55% | 10.75% | 6.8% | 4.65% | 6.261%
Cost of capital on non-grant funding | % |  |  | 4.55% | 10.75% | 7.158% | 7.154% | 6.805%
Capital recovery factor | x |  |  | 0.061753 | 0.11277 | 0.081868 | 0.081835 | 0.079017
Required levelised tariff (nominal-flat) | USD/MWh |  |  | 58.2832 | 92.2789 | 68.9593 | 52.5791 | 65.5748
Affordable tariff (utility max sustainable payment / energy, first 10 yrs avg) | USD/MWh |  |  | 286.5472 | 286.5472 | 286.5472 | 286.5472 | 286.5472
Implied annual subsidy to close affordability gap | USDm/yr |  |  | 0 | 0 | 0 | 0 | 0
Upfront public capital (gov equity + grants) | USDm |  |  | 166.5084 | 0 | 166.5084 | 388.5195 | 144.3072
Private equity | USDm |  |  | 0 | 333.0167 | 111.0056 | 111.0056 | 166.5084
Senior debt | USDm |  |  | 943.5474 | 777.039 | 832.5418 | 610.5307 | 799.2401
Indicative annual debt service (blended annuity) | USDm/yr |  |  | 75.0646 | 85.8087 | 75.6843 | 54.1869 | 68.141
Direct public debt | USDm |  |  | 943.5474 | 0 | 0 | 0 | 0
Guaranteed debt (contingent) | USDm |  |  | 0 | 0 | 333.0167 | 122.1061 | 119.886
PPA guarantee exposure (12 months of payments) | USDm |  |  | 0 | 153.7248 | 114.8774 | 87.5901 | 109.2392
Termination exposure at COD (debt + private equity x (1+premium)) | USDm |  |  | 0 | 1160.0082 | 960.1982 | 738.1871 | 990.7247
Gross public exposure at COD (public capital + direct debt + max(guaranteed debt + PPA guarantee, termination)) | USDm |  |  | 1110.0557 | 1160.0082 | 1126.7066 | 1126.7066 | 1135.032
Gross public exposure / GDP | % |  |  | 3.172% | 3.314% | 3.219% | 3.219% | 3.243%
STRUCTURES (base case, debt sized in-model) — FULL-ENGINE SNAPSHOT (static values, generated 2026-10-03 by tools/run_snapshots.py; stresses run with commercial debt LOCKED at base amount, annuity profile)
Run | Project IRR | Equity IRR | Min DSCR | LLCR | Financing gap USDm | LCOE USD/MWh | Utility pay capacity (min yr1-10) | Utility PPA gap USDm (life) | DS shortfall USDm | Fiscal NPV USDm | Peak contingent USDm | Peak cash need % rev | Bankability verdict | Fiscal screen
Structure 1 | 9.716% | n/a | 1.9536 | 1.3214 | 0 | 110.6174 | 2.0038 | 0 | 0 | 416.1746 | 0 | 2.322% | NOT BANKABLE — critical gap(s) must be closed | MODERATE additional fiscal pressure
Structure 2 | 9.752% | 10.23% | 1.6041 | 1.697 | 162.8166 | 110.6174 | 2.0038 | 0 | 0 | -31.592 | 1471.5774 | 1.213% | NOT BANKABLE — critical gap(s) must be closed | MODERATE additional fiscal pressure
Structure 3 | 9.703% | 14.87% | 1.9638 | 1.6121 | 60.932 | 110.6174 | 2.0038 | 0 | 0 | 30.1994 | 1202.1091 | 1.883% | NOT YET BANKABLE — development gaps remain | MODERATE additional fiscal pressure
Structure 4 | 9.504% | 26.32% | 2.5764 | 2.1261 | 0 | 110.6174 | 2.0038 | 0 | 0 | -293.6744 | 901.1076 | 3.065% | NOT BANKABLE — critical gap(s) must be closed | MODERATE additional fiscal pressure
Structure 5 | 9.674% | 16.76% | 2.1744 | 1.6873 | 35.304 | 110.6174 | 2.0038 | 0 | 0 | -20.321 | 1158.9808 | 1.844% | NOT YET BANKABLE — development gaps remain | MODERATE additional fiscal pressure

## 18_DEBT
18 DEBT — Concessional & commercial tranches, DSCR sculpting, DSRA
Non-circular: IDC and DSRA are equity-funded; sizing uses an unlevered-tax lender case
Locked commercial debt amount (debt_mode = 2) | USDm | 400 | Paste base-case value of debt_m to stress a fixed package
Effective commercial rate | % | 8%
Tax rate used in lender-case CFADS | % | 30%
A. LENDER-CASE CFADS & SCULPTING
Lender-case CFADS (unlevered tax) | USDm | 3953.346 |  | 0 | 0 | 0 | 0 | 0 | 115.4312 | 141.9688 | 143.5601 | 145.1833 | 146.839 | 119.7877 | 120.9935 | 122.2234 | 123.4779 | 124.7575 | 126.0627 | 127.394 | 128.7519 | 130.137 | 131.5498 | 132.9908 | 134.4606 | 135.9599 | 137.4891 | 139.0489 | 124.8217 | 126.4445 | 128.0998 | 129.7882 | 131.5103 | 133.267 | 135.0587 | 136.8863 | 138.7504 | 140.6518 | 0 | 0 | 0 | 0 | 0
Commercial loan life flag | flag |  |  | 0 | 0 | 0 | 0 | 0 | 1 | 1 | 1 | 1 | 1 | 1 | 1 | 1 | 1 | 1 | 1 | 1 | 1 | 1 | 1 | 1 | 1 | 1 | 0 | 0 | 0 | 0 | 0 | 0 | 0 | 0 | 0 | 0 | 0 | 0 | 0 | 0 | 0 | 0 | 0
Discount factor at commercial rate (to COD) | x |  |  | 0 | 0 | 0 | 0 | 0 | 0.92593 | 0.85734 | 0.79383 | 0.73503 | 0.68058 | 0.63017 | 0.58349 | 0.54027 | 0.50025 | 0.46319 | 0.42888 | 0.39711 | 0.3677 | 0.34046 | 0.31524 | 0.29189 | 0.27027 | 0.25025 | 0.23171 | 0.21455 | 0.19866 | 0.18394 | 0.17032 | 0.1577 | 0.14602 | 0.1352 | 0.12519 | 0.11591 | 0.10733 | 0.099377 | 0 | 0 | 0 | 0 | 0
Sculpted commercial DS capacity | USDm | 1451.5418 |  | 0 | 0 | 0 | 0 | 0 | 78.8028 | 99.2162 | 100.4404 | 101.689 | 102.9626 | 65.5031 | 66.9301 | 68.3757 | 69.8403 | 71.3241 | 72.8276 | 74.3512 | 75.8953 | 77.4602 | 79.0465 | 80.6545 | 82.2847 | 83.9375 | 0 | 0 | 0 | 0 | 0 | 0 | 0 | 0 | 0 | 0 | 0 | 0 | 0 | 0 | 0 | 0 | 0
B. CONCESSIONAL TRANCHE
Opening balance | USDm |  |  | 0 | 31.8003 | 115.0544 | 217.9623 | 301.2165 | 333.0167 | 333.0167 | 333.0167 | 333.0167 | 333.0167 | 333.0167 | 316.3659 | 299.715 | 283.0642 | 266.4134 | 249.7625 | 233.1117 | 216.4609 | 199.81 | 183.1592 | 166.5084 | 149.8575 | 133.2067 | 116.5559 | 99.905 | 83.2542 | 66.6033 | 49.9525 | 33.3017 | 16.6508 | 0 | 0 | 0 | 0 | 0 | 0 | 0 | 0 | 0 | 0
Drawdown | USDm | 333.0167 |  | 31.8003 | 83.2542 | 102.9078 | 83.2542 | 31.8003 | 0 | 0 | 0 | 0 | 0 | 0 | 0 | 0 | 0 | 0 | 0 | 0 | 0 | 0 | 0 | 0 | 0 | 0 | 0 | 0 | 0 | 0 | 0 | 0 | 0 | 0 | 0 | 0 | 0 | 0 | 0 | 0 | 0 | 0 | 0
Interest | USDm | 179.829 |  | 0.477 | 2.2028 | 4.9953 | 7.7877 | 9.5135 | 9.9905 | 9.9905 | 9.9905 | 9.9905 | 9.9905 | 9.9905 | 9.491 | 8.9915 | 8.4919 | 7.9924 | 7.4929 | 6.9934 | 6.4938 | 5.9943 | 5.4948 | 4.9953 | 4.4957 | 3.9962 | 3.4967 | 2.9972 | 2.4976 | 1.9981 | 1.4986 | 0.99905 | 0.49953 | 0 | 0 | 0 | 0 | 0 | 0 | 0 | 0 | 0 | 0
Principal repayment | USDm | 333.0167 |  | 0 | 0 | 0 | 0 | 0 | 0 | 0 | 0 | 0 | 0 | 16.6508 | 16.6508 | 16.6508 | 16.6508 | 16.6508 | 16.6508 | 16.6508 | 16.6508 | 16.6508 | 16.6508 | 16.6508 | 16.6508 | 16.6508 | 16.6508 | 16.6508 | 16.6508 | 16.6508 | 16.6508 | 16.6508 | 16.6508 | 0 | 0 | 0 | 0 | 0 | 0 | 0 | 0 | 0 | 0
Closing balance | USDm |  |  | 31.8003 | 115.0544 | 217.9623 | 301.2165 | 333.0167 | 333.0167 | 333.0167 | 333.0167 | 333.0167 | 333.0167 | 316.3659 | 299.715 | 283.0642 | 266.4134 | 249.7625 | 233.1117 | 216.4609 | 199.81 | 183.1592 | 166.5084 | 149.8575 | 133.2067 | 116.5559 | 99.905 | 83.2542 | 66.6033 | 49.9525 | 33.3017 | 16.6508 | 0 | 0 | 0 | 0 | 0 | 0 | 0 | 0 | 0 | 0 | 0
Debt service (operations) | USDm | 487.8695 |  | 0 | 0 | 0 | 0 | 0 | 9.9905 | 9.9905 | 9.9905 | 9.9905 | 9.9905 | 26.6413 | 26.1418 | 25.6423 | 25.1428 | 24.6432 | 24.1437 | 23.6442 | 23.1447 | 22.6451 | 22.1456 | 21.6461 | 21.1466 | 20.647 | 20.1475 | 19.648 | 19.1485 | 18.6489 | 18.1494 | 17.6499 | 17.1504 | 0 | 0 | 0 | 0 | 0 | 0 | 0 | 0 | 0 | 0
C. COMMERCIAL TRANCHE
Opening balance | USDm |  |  | 0 | 47.7004 | 172.5817 | 326.9434 | 451.8247 | 499.5251 | 488.6667 | 463.7749 | 436.1023 | 405.4107 | 371.4424 | 358.9145 | 344.464 | 327.9252 | 309.1188 | 287.851 | 263.9121 | 237.0756 | 207.0963 | 173.7094 | 136.6286 | 95.5444 | 50.122 | 0 | 0 | 0 | 0 | 0 | 0 | 0 | 0 | 0 | 0 | 0 | 0 | 0 | 0 | 0 | 0 | 0
Drawdown | USDm | 499.5251 |  | 47.7004 | 124.8813 | 154.3617 | 124.8813 | 47.7004 | 0 | 0 | 0 | 0 | 0 | 0 | 0 | 0 | 0 | 0 | 0 | 0 | 0 | 0 | 0 | 0 | 0 | 0 | 0 | 0 | 0 | 0 | 0 | 0 | 0 | 0 | 0 | 0 | 0 | 0 | 0 | 0 | 0 | 0 | 0
Interest | USDm | 536.4877 |  | 1.908 | 8.8113 | 19.981 | 31.1507 | 38.054 | 39.962 | 39.0933 | 37.102 | 34.8882 | 32.4329 | 29.7154 | 28.7132 | 27.5571 | 26.234 | 24.7295 | 23.0281 | 21.113 | 18.966 | 16.5677 | 13.8968 | 10.9303 | 7.6435 | 4.0098 | 0 | 0 | 0 | 0 | 0 | 0 | 0 | 0 | 0 | 0 | 0 | 0 | 0 | 0 | 0 | 0 | 0
Target debt service (sculpted or annuity) | USDm |  |  | 0 | 0 | 0 | 0 | 0 | 50.8204 | 63.9851 | 64.7746 | 65.5798 | 66.4012 | 42.2433 | 43.1636 | 44.0959 | 45.0404 | 45.9973 | 46.967 | 47.9495 | 48.9453 | 49.9546 | 50.9776 | 52.0146 | 53.0659 | 54.1318 | 0 | 0 | 0 | 0 | 0 | 0 | 0 | 0 | 0 | 0 | 0 | 0 | 0 | 0 | 0 | 0 | 0
Principal repayment | USDm | 499.5251 |  | 0 | 0 | 0 | 0 | 0 | 10.8583 | 24.8918 | 27.6726 | 30.6916 | 33.9683 | 12.5279 | 14.4505 | 16.5388 | 18.8064 | 21.2678 | 23.9389 | 26.8366 | 29.9793 | 33.3869 | 37.0808 | 41.0843 | 45.4223 | 50.122 | 0 | 0 | 0 | 0 | 0 | 0 | 0 | 0 | 0 | 0 | 0 | 0 | 0 | 0 | 0 | 0 | 0
Closing balance | USDm |  |  | 47.7004 | 172.5817 | 326.9434 | 451.8247 | 499.5251 | 488.6667 | 463.7749 | 436.1023 | 405.4107 | 371.4424 | 358.9145 | 344.464 | 327.9252 | 309.1188 | 287.851 | 263.9121 | 237.0756 | 207.0963 | 173.7094 | 136.6286 | 95.5444 | 50.122 | 0 | 0 | 0 | 0 | 0 | 0 | 0 | 0 | 0 | 0 | 0 | 0 | 0 | 0 | 0 | 0 | 0 | 0
Debt service (operations) | USDm | 936.1078 |  | 0 | 0 | 0 | 0 | 0 | 50.8204 | 63.9851 | 64.7746 | 65.5798 | 66.4012 | 42.2433 | 43.1636 | 44.0959 | 45.0404 | 45.9973 | 46.967 | 47.9495 | 48.9453 | 49.9546 | 50.9776 | 52.0146 | 53.0659 | 54.1318 | 0 | 0 | 0 | 0 | 0 | 0 | 0 | 0 | 0 | 0 | 0 | 0 | 0 | 0 | 0 | 0 | 0
D. TOTALS & DSRA
Total senior debt service | USDm | 1423.9773 |  | 0 | 0 | 0 | 0 | 0 | 60.8109 | 73.9756 | 74.7651 | 75.5703 | 76.3917 | 68.8847 | 69.3054 | 69.7382 | 70.1832 | 70.6406 | 71.1107 | 71.5937 | 72.09 | 72.5997 | 73.1232 | 73.6607 | 74.2124 | 74.7788 | 20.1475 | 19.648 | 19.1485 | 18.6489 | 18.1494 | 17.6499 | 17.1504 | 0 | 0 | 0 | 0 | 0 | 0 | 0 | 0 | 0 | 0
Interest during construction | USDm | 124.8813 |  | 2.385 | 11.0141 | 24.9763 | 38.9384 | 47.5675 | 0 | 0 | 0 | 0 | 0 | 0 | 0 | 0 | 0 | 0 | 0 | 0 | 0 | 0 | 0 | 0 | 0 | 0 | 0 | 0 | 0 | 0 | 0 | 0 | 0 | 0 | 0 | 0 | 0 | 0 | 0 | 0 | 0 | 0 | 0
Total senior debt outstanding | USDm |  |  | 79.5007 | 287.6361 | 544.9057 | 753.0411 | 832.5418 | 821.6834 | 796.7917 | 769.1191 | 738.4274 | 704.4591 | 675.2804 | 644.179 | 610.9894 | 575.5322 | 537.6135 | 497.0238 | 453.5364 | 406.9063 | 356.8686 | 303.137 | 245.4019 | 183.3287 | 116.5559 | 99.905 | 83.2542 | 66.6033 | 49.9525 | 33.3017 | 16.6508 | 0 | 0 | 0 | 0 | 0 | 0 | 0 | 0 | 0 | 0 | 0
DSRA balance (target) | USDm |  |  | 0 | 0 | 0 | 0 | 30.4054 | 36.9878 | 37.3825 | 37.7852 | 38.1958 | 34.4423 | 34.6527 | 34.8691 | 35.0916 | 35.3203 | 35.5553 | 35.7969 | 36.045 | 36.2999 | 36.5616 | 36.8303 | 37.1062 | 37.3894 | 10.0738 | 9.824 | 9.5742 | 9.3245 | 9.0747 | 8.8249 | 8.5752 | 0 | 0 | 0 | 0 | 0 | 0 | 0 | 0 | 0 | 0 | 0
Initial DSRA funding (end of construction) | USDm | 30.4054 |  | 0 | 0 | 0 | 0 | 30.4054 | 0 | 0 | 0 | 0 | 0 | 0 | 0 | 0 | 0 | 0 | 0 | 0 | 0 | 0 | 0 | 0 | 0 | 0 | 0 | 0 | 0 | 0 | 0 | 0 | 0 | 0 | 0 | 0 | 0 | 0 | 0 | 0 | 0 | 0 | 0
DSRA release / (top-up) | USDm | 30.4054 |  | 0 | 0 | 0 | 0 | 0 | -6.5824 | -0.39473 | -0.40262 | -0.41067 | 3.7535 | -0.2104 | -0.21638 | -0.22248 | -0.2287 | -0.23505 | -0.24152 | -0.24813 | -0.25487 | -0.26174 | -0.26874 | -0.27589 | -0.28319 | 27.3157 | 0.24976 | 0.24976 | 0.24976 | 0.24976 | 0.24976 | 0.24976 | 8.5752 | 0 | 0 | 0 | 0 | 0 | 0 | 0 | 0 | 0 | 0

## 19_EQUITY
19 EQUITY — Contributions, distributions, returns by holder
Total equity (government + private) | USDm | 393.9487
Government share of equity | % | 28.18%
Private equity IRR | % | 14.87%
Target private equity IRR | % | 15%
Government equity IRR | % | 14.87%
Private equity multiple (distributions / contributions) | x | 7.3424
Private equity contributed | USDm | 282.9431 | 25.2021 | 42.8377 | 67.1175 | 72.7341 | 75.0518 | 0 | 0 | 0 | 0 | 0 | 0 | 0 | 0 | 0 | 0 | 0 | 0 | 0 | 0 | 0 | 0 | 0 | 0 | 0 | 0 | 0 | 0 | 0 | 0 | 0 | 0 | 0 | 0 | 0 | 0 | 0 | 0 | 0 | 0 | 0
Distributions to private equity | USDm | 2077.4828 | 0 | 0 | 0 | 0 | 0 | 38.4651 | 53.3065 | 53.9719 | 54.6506 | 58.3396 | 50.0922 | 50.4002 | 50.6851 | 50.9444 | 51.175 | 51.3739 | 51.5377 | 51.6626 | 51.7448 | 51.7798 | 51.7629 | 51.6891 | 71.3802 | 91.3965 | 92.8612 | 81.4642 | 82.9779 | 84.5169 | 86.0816 | 93.6521 | 101.0699 | 102.4639 | 103.8857 | 105.336 | 106.8153 | 0 | 0 | 0 | 0 | 0
Net private equity cash flow | USDm | 1794.5397 | -25.2021 | -42.8377 | -67.1175 | -72.7341 | -75.0518 | 38.4651 | 53.3065 | 53.9719 | 54.6506 | 58.3396 | 50.0922 | 50.4002 | 50.6851 | 50.9444 | 51.175 | 51.3739 | 51.5377 | 51.6626 | 51.7448 | 51.7798 | 51.7629 | 51.6891 | 71.3802 | 91.3965 | 92.8612 | 81.4642 | 82.9779 | 84.5169 | 86.0816 | 93.6521 | 101.0699 | 102.4639 | 103.8857 | 105.336 | 106.8153 | 0 | 0 | 0 | 0 | 0
Dividends to government | USDm | 815.0479 | 0 | 0 | 0 | 0 | 0 | 15.0908 | 20.9135 | 21.1745 | 21.4408 | 22.8881 | 19.6524 | 19.7732 | 19.885 | 19.9867 | 20.0772 | 20.1552 | 20.2195 | 20.2685 | 20.3008 | 20.3145 | 20.3079 | 20.2789 | 28.0042 | 35.8571 | 36.4317 | 31.9604 | 32.5543 | 33.1581 | 33.7719 | 36.742 | 39.6522 | 40.1991 | 40.7569 | 41.3259 | 41.9063 | 0 | 0 | 0 | 0 | 0
Unrecovered private equity (for termination amount) | USDm |  | 25.2021 | 68.0397 | 135.1572 | 207.8913 | 282.9431 | 244.478 | 191.1715 | 137.1996 | 82.549 | 24.2094 | 0 | 0 | 0 | 0 | 0 | 0 | 0 | 0 | 0 | 0 | 0 | 0 | 0 | 0 | 0 | 0 | 0 | 0 | 0 | 0 | 0 | 0 | 0 | 0 | 0 | 0 | 0 | 0 | 0 | 0

## 20_CASH_FLOW
20 CASH FLOW — Construction funding, operating waterfall, unlevered cash flow, LCOE streams
A. CONSTRUCTION FUNDING
Uses: CAPEX + project transmission + IDC + fees + DSRA | USDm | 1281.9933 | 119.8902 | 281.6551 | 367.8702 | 323.2806 | 189.2972 | 0 | 0 | 0 | 0 | 0 | 0 | 0 | 0 | 0 | 0 | 0 | 0 | 0 | 0 | 0 | 0 | 0 | 0 | 0 | 0 | 0 | 0 | 0 | 0 | 0 | 0 | 0 | 0 | 0 | 0 | 0 | 0 | 0 | 0 | 0
Grants drawn | USDm | 55.5028 | 5.3 | 13.8757 | 17.1513 | 13.8757 | 5.3 | 0 | 0 | 0 | 0 | 0 | 0 | 0 | 0 | 0 | 0 | 0 | 0 | 0 | 0 | 0 | 0 | 0 | 0 | 0 | 0 | 0 | 0 | 0 | 0 | 0 | 0 | 0 | 0 | 0 | 0 | 0 | 0 | 0 | 0 | 0
Senior debt drawn | USDm | 832.5418 | 79.5007 | 208.1354 | 257.2696 | 208.1354 | 79.5007 | 0 | 0 | 0 | 0 | 0 | 0 | 0 | 0 | 0 | 0 | 0 | 0 | 0 | 0 | 0 | 0 | 0 | 0 | 0 | 0 | 0 | 0 | 0 | 0 | 0 | 0 | 0 | 0 | 0 | 0 | 0 | 0 | 0 | 0 | 0
Equity contributions (total) | USDm | 393.9487 | 35.0894 | 59.644 | 93.4493 | 101.2695 | 104.4965 | 0 | 0 | 0 | 0 | 0 | 0 | 0 | 0 | 0 | 0 | 0 | 0 | 0 | 0 | 0 | 0 | 0 | 0 | 0 | 0 | 0 | 0 | 0 | 0 | 0 | 0 | 0 | 0 | 0 | 0 | 0 | 0 | 0 | 0 | 0
Government equity | USDm | 111.0056 | 9.8874 | 16.8063 | 26.3318 | 28.5354 | 29.4447 | 0 | 0 | 0 | 0 | 0 | 0 | 0 | 0 | 0 | 0 | 0 | 0 | 0 | 0 | 0 | 0 | 0 | 0 | 0 | 0 | 0 | 0 | 0 | 0 | 0 | 0 | 0 | 0 | 0 | 0 | 0 | 0 | 0 | 0 | 0
Private equity | USDm | 282.9431 | 25.2021 | 42.8377 | 67.1175 | 72.7341 | 75.0518 | 0 | 0 | 0 | 0 | 0 | 0 | 0 | 0 | 0 | 0 | 0 | 0 | 0 | 0 | 0 | 0 | 0 | 0 | 0 | 0 | 0 | 0 | 0 | 0 | 0 | 0 | 0 | 0 | 0 | 0 | 0 | 0 | 0 | 0 | 0
B. OPERATING WATERFALL
Cash revenue | USDm | 6598.5715 | 0 | 0 | 0 | 0 | 0 | 152.6376 | 181.9171 | 184.3074 | 186.7456 | 189.2325 | 191.7691 | 194.3565 | 196.9956 | 199.6875 | 202.4333 | 205.234 | 208.0906 | 211.0044 | 213.9765 | 217.0081 | 220.1002 | 223.2542 | 226.4713 | 229.7527 | 233.0998 | 236.5138 | 239.9961 | 243.548 | 247.1709 | 250.8664 | 254.6357 | 258.4804 | 262.402 | 266.4021 | 270.4821 | 0 | 0 | 0 | 0 | 0
OPEX | USDm | -1134.9429 | 0 | 0 | 0 | 0 | 0 | -27.7018 | -28.5429 | -29.1137 | -29.696 | -30.2899 | -30.8957 | -31.5136 | -32.1439 | -32.7868 | -33.4425 | -34.1114 | -34.7936 | -35.4895 | -36.1992 | -36.9232 | -37.6617 | -38.4149 | -39.1832 | -39.9669 | -40.7662 | -41.5815 | -42.4132 | -43.2614 | -44.1267 | -45.0092 | -45.9094 | -46.8276 | -47.7641 | -48.7194 | -49.6938 | 0 | 0 | 0 | 0 | 0
Water royalty | USDm | -189.5651 | 0 | 0 | 0 | 0 | 0 | -3.9866 | -4.7839 | -4.8796 | -4.9772 | -5.0767 | -5.1783 | -5.2818 | -5.3875 | -5.4952 | -5.6051 | -5.7172 | -5.8316 | -5.9482 | -6.0672 | -6.1885 | -6.3123 | -6.4385 | -6.5673 | -6.6986 | -6.8326 | -6.9693 | -7.1086 | -7.2508 | -7.3958 | -7.5437 | -7.6946 | -7.8485 | -8.0055 | -8.1656 | -8.3289 | 0 | 0 | 0 | 0 | 0
EBITDA | USDm | 5274.0636 | 0 | 0 | 0 | 0 | 0 | 120.9492 | 148.5903 | 150.3141 | 152.0724 | 153.8658 | 155.6952 | 157.5611 | 159.4643 | 161.4056 | 163.3857 | 165.4054 | 167.4655 | 169.5668 | 171.7101 | 173.8963 | 176.1263 | 178.4008 | 180.7208 | 183.0872 | 185.501 | 187.963 | 190.4743 | 193.0357 | 195.6485 | 198.3134 | 201.0317 | 203.8043 | 206.6324 | 209.5171 | 212.4594 | 0 | 0 | 0 | 0 | 0
Tax | USDm | -987.961 | 0 | 0 | 0 | 0 | 0 | 0 | 0 | 0 | 0 | 0 | -16.8555 | -17.8658 | -18.9334 | -20.0626 | -21.2579 | -22.5241 | -23.8665 | -25.2908 | -26.8032 | -28.4102 | -30.1189 | -31.9372 | -33.8732 | -35.9359 | -36.8099 | -55.6396 | -56.5428 | -57.4611 | -58.3948 | -59.3442 | -60.3095 | -61.1413 | -61.9897 | -62.8551 | -63.7378 | 0 | 0 | 0 | 0 | 0
CFADS | USDm | 4286.1026 | 0 | 0 | 0 | 0 | 0 | 120.9492 | 148.5903 | 150.3141 | 152.0724 | 153.8658 | 138.8397 | 139.6953 | 140.5308 | 141.343 | 142.1278 | 142.8813 | 143.599 | 144.276 | 144.907 | 145.4862 | 146.0073 | 146.4636 | 146.8476 | 147.1513 | 148.6911 | 132.3234 | 133.9314 | 135.5746 | 137.2536 | 138.9693 | 140.7222 | 142.663 | 144.6427 | 146.6619 | 148.7216 | 0 | 0 | 0 | 0 | 0
Senior debt service | USDm | -1423.9773 | 0 | 0 | 0 | 0 | 0 | -60.8109 | -73.9756 | -74.7651 | -75.5703 | -76.3917 | -68.8847 | -69.3054 | -69.7382 | -70.1832 | -70.6406 | -71.1107 | -71.5937 | -72.09 | -72.5997 | -73.1232 | -73.6607 | -74.2124 | -74.7788 | -20.1475 | -19.648 | -19.1485 | -18.6489 | -18.1494 | -17.6499 | -17.1504 | 0 | 0 | 0 | 0 | 0 | 0 | 0 | 0 | 0 | 0
DSCR | x | [6 empty] | 1.9889 | 2.0086 | 2.0105 | 2.0123 | 2.0142 | 2.0155 | 2.0156 | 2.0151 | 2.0139 | 2.012 | 2.0093 | 2.0057 | 2.0013 | 1.996 | 1.9896 | 1.9822 | 1.9736 | 1.9638 | 7.3037 | 7.5678 | 6.9104 | 7.1817 | 7.4699 | 7.7765 | 8.103
DSRA release / (top-up) | USDm | 30.4054 | 0 | 0 | 0 | 0 | 0 | -6.5824 | -0.39473 | -0.40262 | -0.41067 | 3.7535 | -0.2104 | -0.21638 | -0.22248 | -0.2287 | -0.23505 | -0.24152 | -0.24813 | -0.25487 | -0.26174 | -0.26874 | -0.27589 | -0.28319 | 27.3157 | 0.24976 | 0.24976 | 0.24976 | 0.24976 | 0.24976 | 0.24976 | 8.5752 | 0 | 0 | 0 | 0 | 0 | 0 | 0 | 0 | 0 | 0
Cash after debt service | USDm | 2892.5307 | 0 | 0 | 0 | 0 | 0 | 53.5559 | 74.2199 | 75.1464 | 76.0914 | 81.2277 | 69.7446 | 70.1734 | 70.5702 | 70.9311 | 71.2522 | 71.5291 | 71.7572 | 71.9312 | 72.0455 | 72.0943 | 72.0708 | 71.968 | 99.3845 | 127.2536 | 129.2929 | 113.4247 | 115.5322 | 117.6749 | 119.8535 | 130.3941 | 140.7222 | 142.663 | 144.6427 | 146.6619 | 148.7216 | 0 | 0 | 0 | 0 | 0
Cash brought forward (trapped) | USDm |  | 0 | 0 | 0 | 0 | 0 | 0 | 0 | 0 | 0 | 0 | 0 | 0 | 0 | 0 | 0 | 0 | 0 | 0 | 0 | 0 | 0 | 0 | 0 | 0 | 0 | 0 | 0 | 0 | 0 | 0 | 0 | 0 | 0 | 0 | 0 | 0 | 0 | 0 | 0 | 0
Debt-service shortfall funded by guarantor/sponsor | USDm | 0 | 0 | 0 | 0 | 0 | 0 | 0 | 0 | 0 | 0 | 0 | 0 | 0 | 0 | 0 | 0 | 0 | 0 | 0 | 0 | 0 | 0 | 0 | 0 | 0 | 0 | 0 | 0 | 0 | 0 | 0 | 0 | 0 | 0 | 0 | 0 | 0 | 0 | 0 | 0 | 0
Distribution test passed (1=yes) | flag |  | 0 | 0 | 0 | 0 | 0 | 1 | 1 | 1 | 1 | 1 | 1 | 1 | 1 | 1 | 1 | 1 | 1 | 1 | 1 | 1 | 1 | 1 | 1 | 1 | 1 | 1 | 1 | 1 | 1 | 1 | 1 | 1 | 1 | 1 | 1 | 0 | 0 | 0 | 0 | 0
Distributions to equity | USDm | 2892.5307 | 0 | 0 | 0 | 0 | 0 | 53.5559 | 74.2199 | 75.1464 | 76.0914 | 81.2277 | 69.7446 | 70.1734 | 70.5702 | 70.9311 | 71.2522 | 71.5291 | 71.7572 | 71.9312 | 72.0455 | 72.0943 | 72.0708 | 71.968 | 99.3845 | 127.2536 | 129.2929 | 113.4247 | 115.5322 | 117.6749 | 119.8535 | 130.3941 | 140.7222 | 142.663 | 144.6427 | 146.6619 | 148.7216 | 0 | 0 | 0 | 0 | 0
Cash carried forward | USDm |  | 0 | 0 | 0 | 0 | 0 | 0 | 0 | 0 | 0 | 0 | 0 | 0 | 0 | 0 | 0 | 0 | 0 | 0 | 0 | 0 | 0 | 0 | 0 | 0 | 0 | 0 | 0 | 0 | 0 | 0 | 0 | 0 | 0 | 0 | 0 | 0 | 0 | 0 | 0 | 0
C. EQUITY CASH FLOWS
Shortfall paid by sovereign guarantee | USDm | 0 | 0 | 0 | 0 | 0 | 0 | 0 | 0 | 0 | 0 | 0 | 0 | 0 | 0 | 0 | 0 | 0 | 0 | 0 | 0 | 0 | 0 | 0 | 0 | 0 | 0 | 0 | 0 | 0 | 0 | 0 | 0 | 0 | 0 | 0 | 0 | 0 | 0 | 0 | 0 | 0
Shortfall paid by equity (sponsor support) | USDm | 0 | 0 | 0 | 0 | 0 | 0 | 0 | 0 | 0 | 0 | 0 | 0 | 0 | 0 | 0 | 0 | 0 | 0 | 0 | 0 | 0 | 0 | 0 | 0 | 0 | 0 | 0 | 0 | 0 | 0 | 0 | 0 | 0 | 0 | 0 | 0 | 0 | 0 | 0 | 0 | 0
Government equity cash flow | USDm | 704.0423 | -9.8874 | -16.8063 | -26.3318 | -28.5354 | -29.4447 | 15.0908 | 20.9135 | 21.1745 | 21.4408 | 22.8881 | 19.6524 | 19.7732 | 19.885 | 19.9867 | 20.0772 | 20.1552 | 20.2195 | 20.2685 | 20.3008 | 20.3145 | 20.3079 | 20.2789 | 28.0042 | 35.8571 | 36.4317 | 31.9604 | 32.5543 | 33.1581 | 33.7719 | 36.742 | 39.6522 | 40.1991 | 40.7569 | 41.3259 | 41.9063 | 0 | 0 | 0 | 0 | 0
Private equity cash flow | USDm | 1794.5397 | -25.2021 | -42.8377 | -67.1175 | -72.7341 | -75.0518 | 38.4651 | 53.3065 | 53.9719 | 54.6506 | 58.3396 | 50.0922 | 50.4002 | 50.6851 | 50.9444 | 51.175 | 51.3739 | 51.5377 | 51.6626 | 51.7448 | 51.7798 | 51.7629 | 51.6891 | 71.3802 | 91.3965 | 92.8612 | 81.4642 | 82.9779 | 84.5169 | 86.0816 | 93.6521 | 101.0699 | 102.4639 | 103.8857 | 105.336 | 106.8153 | 0 | 0 | 0 | 0 | 0
Private equity cumulative (unrecovered if negative) | USDm |  | -25.2021 | -68.0397 | -135.1572 | -207.8913 | -282.9431 | -244.478 | -191.1715 | -137.1996 | -82.549 | -24.2094 | 25.8828 | 76.283 | 126.9681 | 177.9125 | 229.0875 | 280.4614 | 331.999 | 383.6617 | 435.4065 | 487.1862 | 538.9491 | 590.6382 | 662.0185 | 753.415 | 846.2761 | 927.7404 | 1010.7183 | 1095.2352 | 1181.3168 | 1274.9688 | 1376.0388 | 1478.5027 | 1582.3884 | 1687.7244 | 1794.5397 | 1794.5397 | 1794.5397 | 1794.5397 | 1794.5397 | 1794.5397
D. UNLEVERED & LCOE STREAMS
Unlevered post-tax project cash flow | USDm | 3068.6454 | -100.8543 | -270.641 | -342.8939 | -284.3422 | -111.3243 | 120.9492 | 148.5903 | 150.3141 | 152.0724 | 153.8658 | 126.9279 | 128.234 | 129.5663 | 130.9252 | 132.3112 | 133.725 | 135.1671 | 136.638 | 138.1384 | 139.6687 | 141.2297 | 142.8218 | 144.4458 | 146.1023 | 147.792 | 131.5741 | 133.332 | 135.125 | 136.9539 | 138.8194 | 140.7222 | 142.663 | 144.6427 | 146.6619 | 148.7216 | 0 | 0 | 0 | 0 | 0
Plant cost stream (CAPEX + OPEX + royalty) | USDm | 2434.5636 | 100.8543 | 270.641 | 342.8939 | 284.3422 | 111.3243 | 31.6884 | 33.3268 | 33.9933 | 34.6732 | 35.3666 | 36.074 | 36.7954 | 37.5313 | 38.282 | 39.0476 | 39.8286 | 40.6251 | 41.4376 | 42.2664 | 43.1117 | 43.974 | 44.8534 | 45.7505 | 46.6655 | 47.5988 | 48.5508 | 49.5218 | 50.5123 | 51.5225 | 52.5529 | 53.604 | 54.6761 | 55.7696 | 56.885 | 58.0227 | 0 | 0 | 0 | 0 | 0
Energy delivered + deemed | GWh | 49726.274 | 0 | 0 | 0 | 0 | 0 | 1415.9911 | 1665.8718 | 1665.8718 | 1665.8718 | 1665.8718 | 1665.8718 | 1665.8718 | 1665.8718 | 1665.8718 | 1665.8718 | 1665.8718 | 1665.8718 | 1665.8718 | 1665.8718 | 1665.8718 | 1665.8718 | 1665.8718 | 1665.8718 | 1665.8718 | 1665.8718 | 1665.8718 | 1665.8718 | 1665.8718 | 1665.8718 | 1665.8718 | 1665.8718 | 1665.8718 | 1665.8718 | 1665.8718 | 1665.8718 | 0 | 0 | 0 | 0 | 0
System cost stream (+ public transmission CAPEX & O&M) | USDm | 2826.4271 | 100.8543 | 270.641 | 421.507 | 364.9205 | 193.9171 | 35.3878 | 37.1002 | 37.8422 | 38.599 | 39.371 | 40.1584 | 40.9616 | 41.7808 | 42.6165 | 43.4688 | 44.3382 | 45.2249 | 46.1294 | 47.052 | 47.9931 | 48.9529 | 49.932 | 50.9306 | 51.9492 | 52.9882 | 54.048 | 55.1289 | 56.2315 | 57.3561 | 58.5033 | 59.6733 | 60.8668 | 62.0841 | 63.3258 | 64.5923 | 0 | 0 | 0 | 0 | 0
Energy delivered to load (net of transmission losses) | GWh | 48483.1171 | 0 | 0 | 0 | 0 | 0 | 1380.5913 | 1624.225 | 1624.225 | 1624.225 | 1624.225 | 1624.225 | 1624.225 | 1624.225 | 1624.225 | 1624.225 | 1624.225 | 1624.225 | 1624.225 | 1624.225 | 1624.225 | 1624.225 | 1624.225 | 1624.225 | 1624.225 | 1624.225 | 1624.225 | 1624.225 | 1624.225 | 1624.225 | 1624.225 | 1624.225 | 1624.225 | 1624.225 | 1624.225 | 1624.225 | 0 | 0 | 0 | 0 | 0

## 21_TAX
21 TAX — Depreciation, interest deductibility, loss carry-forward, tax holiday
Corporate income tax rate | % | 30% | Fictional
Tax holiday (operating years) | years | 5 | Fiscal incentive = forgone revenue
Tax depreciation life (straight line) | years | 20
Depreciable base (funding base + IDC + fees − grants) | USDm | 1196.085
Tax depreciation | USDm | 1196.085 |  | 0 | 0 | 0 | 0 | 0 | 59.8043 | 59.8043 | 59.8043 | 59.8043 | 59.8043 | 59.8043 | 59.8043 | 59.8043 | 59.8043 | 59.8043 | 59.8043 | 59.8043 | 59.8043 | 59.8043 | 59.8043 | 59.8043 | 59.8043 | 59.8043 | 59.8043 | 59.8043 | 0 | 0 | 0 | 0 | 0 | 0 | 0 | 0 | 0 | 0 | 0 | 0 | 0 | 0 | 0
Lender-case depreciation (excl. IDC & fees, avoids circularity) | USDm | 1054.5529 |  | 0 | 0 | 0 | 0 | 0 | 52.7276 | 52.7276 | 52.7276 | 52.7276 | 52.7276 | 52.7276 | 52.7276 | 52.7276 | 52.7276 | 52.7276 | 52.7276 | 52.7276 | 52.7276 | 52.7276 | 52.7276 | 52.7276 | 52.7276 | 52.7276 | 52.7276 | 52.7276 | 0 | 0 | 0 | 0 | 0 | 0 | 0 | 0 | 0 | 0 | 0 | 0 | 0 | 0 | 0
EBITDA | USDm |  |  | 0 | 0 | 0 | 0 | 0 | 120.9492 | 148.5903 | 150.3141 | 152.0724 | 153.8658 | 155.6952 | 157.5611 | 159.4643 | 161.4056 | 163.3857 | 165.4054 | 167.4655 | 169.5668 | 171.7101 | 173.8963 | 176.1263 | 178.4008 | 180.7208 | 183.0872 | 185.501 | 187.963 | 190.4743 | 193.0357 | 195.6485 | 198.3134 | 201.0317 | 203.8043 | 206.6324 | 209.5171 | 212.4594 | 0 | 0 | 0 | 0 | 0
Interest expense (operations) | USDm |  |  | 0 | 0 | 0 | 0 | 0 | 49.9525 | 49.0838 | 47.0925 | 44.8787 | 42.4234 | 39.7059 | 38.2041 | 36.5486 | 34.7259 | 32.7219 | 30.521 | 28.1063 | 25.4599 | 22.562 | 19.3915 | 15.9255 | 12.1393 | 8.006 | 3.4967 | 2.9972 | 2.4976 | 1.9981 | 1.4986 | 0.99905 | 0.49953 | 0 | 0 | 0 | 0 | 0 | 0 | 0 | 0 | 0 | 0
Taxable income before losses | USDm |  |  | 0 | 0 | 0 | 0 | 0 | 11.1924 | 39.7022 | 43.4174 | 47.3894 | 51.6382 | 56.185 | 59.5527 | 63.1115 | 66.8754 | 70.8595 | 75.0802 | 79.5549 | 84.3027 | 89.3439 | 94.7006 | 100.3965 | 106.4573 | 112.9106 | 119.7863 | 122.6996 | 185.4654 | 188.4762 | 191.5372 | 194.6494 | 197.8139 | 201.0317 | 203.8043 | 206.6324 | 209.5171 | 212.4594 | 0 | 0 | 0 | 0 | 0
Losses brought forward | USDm |  |  | 0 | 0 | 0 | 0 | 0 | 0 | 0 | 0 | 0 | 0 | 0 | 0 | 0 | 0 | 0 | 0 | 0 | 0 | 0 | 0 | 0 | 0 | 0 | 0 | 0 | 0 | 0 | 0 | 0 | 0 | 0 | 0 | 0 | 0 | 0 | 0 | 0 | 0 | 0 | 0
Losses used | USDm |  |  | 0 | 0 | 0 | 0 | 0 | 0 | 0 | 0 | 0 | 0 | 0 | 0 | 0 | 0 | 0 | 0 | 0 | 0 | 0 | 0 | 0 | 0 | 0 | 0 | 0 | 0 | 0 | 0 | 0 | 0 | 0 | 0 | 0 | 0 | 0 | 0 | 0 | 0 | 0 | 0
Losses carried forward | USDm |  |  | 0 | 0 | 0 | 0 | 0 | 0 | 0 | 0 | 0 | 0 | 0 | 0 | 0 | 0 | 0 | 0 | 0 | 0 | 0 | 0 | 0 | 0 | 0 | 0 | 0 | 0 | 0 | 0 | 0 | 0 | 0 | 0 | 0 | 0 | 0 | 0 | 0 | 0 | 0 | 0
Corporate tax paid | USDm | 987.961 |  | 0 | 0 | 0 | 0 | 0 | 0 | 0 | 0 | 0 | 0 | 16.8555 | 17.8658 | 18.9334 | 20.0626 | 21.2579 | 22.5241 | 23.8665 | 25.2908 | 26.8032 | 28.4102 | 30.1189 | 31.9372 | 33.8732 | 35.9359 | 36.8099 | 55.6396 | 56.5428 | 57.4611 | 58.3948 | 59.3442 | 60.3095 | 61.1413 | 61.9897 | 62.8551 | 63.7378 | 0 | 0 | 0 | 0 | 0
Tax forgone due to holiday | USDm | 58.0019 |  | 0 | 0 | 0 | 0 | 0 | 3.3577 | 11.9107 | 13.0252 | 14.2168 | 15.4915 | 0 | 0 | 0 | 0 | 0 | 0 | 0 | 0 | 0 | 0 | 0 | 0 | 0 | 0 | 0 | 0 | 0 | 0 | 0 | 0 | 0 | 0 | 0 | 0 | 0 | 0 | 0 | 0 | 0 | 0
Unlevered tax (for project IRR) | USDm | 1095.3624 |  | 0 | 0 | 0 | 0 | 0 | 0 | 0 | 0 | 0 | 0 | 28.7673 | 29.327 | 29.898 | 30.4804 | 31.0744 | 31.6803 | 32.2984 | 32.9288 | 33.5718 | 34.2276 | 34.8966 | 35.579 | 36.275 | 36.9849 | 37.709 | 56.3889 | 57.1423 | 57.9107 | 58.6945 | 59.494 | 60.3095 | 61.1413 | 61.9897 | 62.8551 | 63.7378 | 0 | 0 | 0 | 0 | 0

## 22_GOVERNMENT_SUPPORT
22 GOVERNMENT SUPPORT — Direct exposure (cash)
Equity, grants/VGF, transmission investment, utility support
Government equity contributions | USDm | 111.0056 | 9.8874 | 16.8063 | 26.3318 | 28.5354 | 29.4447 | 0 | 0 | 0 | 0 | 0 | 0 | 0 | 0 | 0 | 0 | 0 | 0 | 0 | 0 | 0 | 0 | 0 | 0 | 0 | 0 | 0 | 0 | 0 | 0 | 0 | 0 | 0 | 0 | 0 | 0 | 0 | 0 | 0 | 0 | 0
Grants / VGF / public capital contribution | USDm | 55.5028 | 5.3 | 13.8757 | 17.1513 | 13.8757 | 5.3 | 0 | 0 | 0 | 0 | 0 | 0 | 0 | 0 | 0 | 0 | 0 | 0 | 0 | 0 | 0 | 0 | 0 | 0 | 0 | 0 | 0 | 0 | 0 | 0 | 0 | 0 | 0 | 0 | 0 | 0 | 0 | 0 | 0 | 0 | 0
Public transmission CAPEX | USDm | 241.7842 | 0 | 0 | 78.613 | 80.5783 | 82.5928 | 0 | 0 | 0 | 0 | 0 | 0 | 0 | 0 | 0 | 0 | 0 | 0 | 0 | 0 | 0 | 0 | 0 | 0 | 0 | 0 | 0 | 0 | 0 | 0 | 0 | 0 | 0 | 0 | 0 | 0 | 0 | 0 | 0 | 0 | 0
Public transmission O&M | USDm | 150.0793 | 0 | 0 | 0 | 0 | 0 | 3.6994 | 3.7734 | 3.8489 | 3.9259 | 4.0044 | 4.0845 | 4.1662 | 4.2495 | 4.3345 | 4.4212 | 4.5096 | 4.5998 | 4.6918 | 4.7856 | 4.8813 | 4.979 | 5.0785 | 5.1801 | 5.2837 | 5.3894 | 5.4972 | 5.6071 | 5.7193 | 5.8336 | 5.9503 | 6.0693 | 6.1907 | 6.3145 | 6.4408 | 6.5696 | 0 | 0 | 0 | 0 | 0
Utility support: budget backstop of PPA shortfall | USDm | 0 | 0 | 0 | 0 | 0 | 0 | 0 | 0 | 0 | 0 | 0 | 0 | 0 | 0 | 0 | 0 | 0 | 0 | 0 | 0 | 0 | 0 | 0 | 0 | 0 | 0 | 0 | 0 | 0 | 0 | 0 | 0 | 0 | 0 | 0 | 0 | 0 | 0 | 0 | 0 | 0
TOTAL DIRECT GOVERNMENT CASH EXPOSURE | USDm | 558.3718 | 15.1874 | 30.682 | 122.0962 | 122.9894 | 117.3375 | 3.6994 | 3.7734 | 3.8489 | 3.9259 | 4.0044 | 4.0845 | 4.1662 | 4.2495 | 4.3345 | 4.4212 | 4.5096 | 4.5998 | 4.6918 | 4.7856 | 4.8813 | 4.979 | 5.0785 | 5.1801 | 5.2837 | 5.3894 | 5.4972 | 5.6071 | 5.7193 | 5.8336 | 5.9503 | 6.0693 | 6.1907 | 6.3145 | 6.4408 | 6.5696 | 0 | 0 | 0 | 0 | 0
Transmission is shown on a cash (capex) basis. If financed by a sovereign loan, the fiscal profile becomes the loan's debt service; the PV comparison is in 25_FISCAL_IMPACT.

## 23_GUARANTEES
23 GUARANTEES — Nominal exposure by instrument (maximum amount at risk each year)
Exposures are NOT additive: see 24 for non-double-counted maximum
PPA guarantee cap | months of utility billing | 12 | Exposure measure for the guarantee
Minimum revenue guarantee level (0 = none) | % of P50 billed revenue | 0%
Debt guarantee / counter-indemnity exposure | USDm | 333.0167 |  | 31.8003 | 115.0544 | 217.9623 | 301.2165 | 333.0167 | 328.6734 | 318.7167 | 307.6476 | 295.371 | 281.7836 | 270.1121 | 257.6716 | 244.3958 | 230.2129 | 215.0454 | 198.8095 | 181.4146 | 162.7625 | 142.7475 | 121.2548 | 98.1608 | 73.3315 | 46.6223 | 39.962 | 33.3017 | 26.6413 | 19.981 | 13.3207 | 6.6603 | 0 | 0 | 0 | 0 | 0 | 0 | 0 | 0 | 0 | 0 | 0
PPA payment guarantee exposure | USDm | 229.9098 |  | 0 | 0 | 0 | 0 | 0 | 129.7419 | 154.6295 | 156.6613 | 158.7337 | 160.8476 | 163.0037 | 165.203 | 167.4463 | 169.7344 | 172.0683 | 174.4489 | 176.877 | 179.3538 | 181.8801 | 184.4569 | 187.0852 | 189.7661 | 192.5006 | 195.2898 | 198.1348 | 201.0367 | 203.9967 | 207.0158 | 210.0953 | 213.2364 | 216.4403 | 219.7083 | 223.0417 | 226.4417 | 229.9098 | 0 | 0 | 0 | 0 | 0
Termination payment exposure | USDm | 1157.9264 |  | 108.483 | 365.8818 | 700.3365 | 992.1161 | 1157.9264 | 1102.8331 | 1016.6389 | 926.8986 | 833.3588 | 732.2999 | 675.2804 | 644.179 | 610.9894 | 575.5322 | 537.6135 | 497.0238 | 453.5364 | 406.9063 | 356.8686 | 303.137 | 245.4019 | 183.3287 | 116.5559 | 99.905 | 83.2542 | 66.6033 | 49.9525 | 33.3017 | 16.6508 | 0 | 0 | 0 | 0 | 0 | 0 | 0 | 0 | 0 | 0 | 0
FX convertibility guarantee (annual remittances covered) | USDm | 146.1591 |  | 0 | 0 | 0 | 0 | 0 | 99.276 | 127.2821 | 128.737 | 130.2209 | 134.7313 | 118.9769 | 119.7056 | 120.4233 | 121.1275 | 121.8156 | 122.4846 | 123.1314 | 123.7526 | 124.3445 | 124.9029 | 125.4236 | 125.9015 | 146.1591 | 111.544 | 112.5091 | 100.6127 | 101.6269 | 102.6663 | 103.7315 | 110.8024 | 101.0699 | 102.4639 | 103.8857 | 105.336 | 106.8153 | 0 | 0 | 0 | 0 | 0
Minimum revenue guarantee — deterministic call | USDm | 0 |  | 0 | 0 | 0 | 0 | 0 | 0 | 0 | 0 | 0 | 0 | 0 | 0 | 0 | 0 | 0 | 0 | 0 | 0 | 0 | 0 | 0 | 0 | 0 | 0 | 0 | 0 | 0 | 0 | 0 | 0 | 0 | 0 | 0 | 0 | 0 | 0 | 0 | 0 | 0 | 0
Project debt recorded as direct public debt | USDm | 0 |  | 0 | 0 | 0 | 0 | 0 | 0 | 0 | 0 | 0 | 0 | 0 | 0 | 0 | 0 | 0 | 0 | 0 | 0 | 0 | 0 | 0 | 0 | 0 | 0 | 0 | 0 | 0 | 0 | 0 | 0 | 0 | 0 | 0 | 0 | 0 | 0 | 0 | 0 | 0 | 0

## 24_CONTINGENT_LIABILITIES
24 CONTINGENT LIABILITIES — Maximum exposure, deterministic calls, user-defined expected loss
Probabilities are USER JUDGEMENTS for screening, not calibrated default probabilities
Annual probability: debt guarantee called | % p.a. | 2% | User judgement
Annual probability: PPA guarantee called | % p.a. | 8% | User judgement — informed by utility arrears history
Annual probability: termination for government default / PFM | % p.a. | 0.5% | User judgement
Loss given call (net of recoveries) | % | 60% | User judgement
A. EXPOSURE
Maximum simultaneous exposure = MAX(termination, debt guarantee + PPA guarantee) + FX | USDm | 1202.1091 |  | 108.483 | 365.8818 | 700.3365 | 992.1161 | 1157.9264 | 1202.1091 | 1143.921 | 1055.6356 | 963.5797 | 867.0312 | 794.2572 | 763.8847 | 731.4127 | 696.6597 | 659.4291 | 619.5084 | 576.6678 | 530.6589 | 481.2131 | 430.6146 | 410.6695 | 388.9991 | 385.282 | 346.7958 | 343.9456 | 328.2908 | 325.6045 | 323.0028 | 320.4871 | 324.0388 | 317.5103 | 322.1723 | 326.9275 | 331.7778 | 336.7251 | 0 | 0 | 0 | 0 | 0
B. DETERMINISTIC CALLS IN ACTIVE SCENARIO
PPA guarantee calls | USDm | 0 |  | 0 | 0 | 0 | 0 | 0 | 0 | 0 | 0 | 0 | 0 | 0 | 0 | 0 | 0 | 0 | 0 | 0 | 0 | 0 | 0 | 0 | 0 | 0 | 0 | 0 | 0 | 0 | 0 | 0 | 0 | 0 | 0 | 0 | 0 | 0 | 0 | 0 | 0 | 0 | 0
Debt guarantee calls (DS shortfall x guaranteed share) | USDm | 0 |  | 0 | 0 | 0 | 0 | 0 | 0 | 0 | 0 | 0 | 0 | 0 | 0 | 0 | 0 | 0 | 0 | 0 | 0 | 0 | 0 | 0 | 0 | 0 | 0 | 0 | 0 | 0 | 0 | 0 | 0 | 0 | 0 | 0 | 0 | 0 | 0 | 0 | 0 | 0 | 0
Minimum revenue guarantee calls | USDm | 0 |  | 0 | 0 | 0 | 0 | 0 | 0 | 0 | 0 | 0 | 0 | 0 | 0 | 0 | 0 | 0 | 0 | 0 | 0 | 0 | 0 | 0 | 0 | 0 | 0 | 0 | 0 | 0 | 0 | 0 | 0 | 0 | 0 | 0 | 0 | 0 | 0 | 0 | 0 | 0 | 0
Total deterministic calls | USDm | 0 |  | 0 | 0 | 0 | 0 | 0 | 0 | 0 | 0 | 0 | 0 | 0 | 0 | 0 | 0 | 0 | 0 | 0 | 0 | 0 | 0 | 0 | 0 | 0 | 0 | 0 | 0 | 0 | 0 | 0 | 0 | 0 | 0 | 0 | 0 | 0 | 0 | 0 | 0 | 0 | 0
C. EXPECTED LOSS (only as good as the probabilities entered)
Expected annual loss | USDm | 355.123 |  | 0.61165 | 2.1331 | 4.0627 | 5.6873 | 6.4709 | 12.4942 | 13.3406 | 13.0693 | 12.7776 | 12.4536 | 12.281 | 12.1813 | 12.07 | 11.9458 | 11.8075 | 11.6539 | 11.4834 | 11.2946 | 11.0856 | 10.8546 | 10.5997 | 10.3187 | 10.0093 | 10.0333 | 10.0599 | 10.0893 | 10.1215 | 10.1565 | 10.1945 | 10.2353 | 10.3891 | 10.546 | 10.706 | 10.8692 | 11.0357 | 0 | 0 | 0 | 0 | 0
Government discount factor | x |  |  | 0.92593 | 0.85734 | 0.79383 | 0.73503 | 0.68058 | 0.63017 | 0.58349 | 0.54027 | 0.50025 | 0.46319 | 0.42888 | 0.39711 | 0.3677 | 0.34046 | 0.31524 | 0.29189 | 0.27027 | 0.25025 | 0.23171 | 0.21455 | 0.19866 | 0.18394 | 0.17032 | 0.1577 | 0.14602 | 0.1352 | 0.12519 | 0.11591 | 0.10733 | 0.099377 | 0.092016 | 0.0852 | 0.078889 | 0.073045 | 0.067635 | 0.062625 | 0.057986 | 0.05369 | 0.049713 | 0.046031
Peak maximum contingent exposure | USDm | 1202.1091
PV of expected loss (screening) | USDm | 104.5634
PV of deterministic calls in active scenario | USDm | 0

## 25_FISCAL_IMPACT
25 FISCAL IMPACT — Annual government cash requirement and fiscal NPV
Negative = cost to government
A. OUTFLOWS
Direct support (22) | USDm | -558.3718 | -15.1874 | -30.682 | -122.0962 | -122.9894 | -117.3375 | -3.6994 | -3.7734 | -3.8489 | -3.9259 | -4.0044 | -4.0845 | -4.1662 | -4.2495 | -4.3345 | -4.4212 | -4.5096 | -4.5998 | -4.6918 | -4.7856 | -4.8813 | -4.979 | -5.0785 | -5.1801 | -5.2837 | -5.3894 | -5.4972 | -5.6071 | -5.7193 | -5.8336 | -5.9503 | -6.0693 | -6.1907 | -6.3145 | -6.4408 | -6.5696 | 0 | 0 | 0 | 0 | 0
Guarantee calls in active scenario (24) | USDm | 0 | 0 | 0 | 0 | 0 | 0 | 0 | 0 | 0 | 0 | 0 | 0 | 0 | 0 | 0 | 0 | 0 | 0 | 0 | 0 | 0 | 0 | 0 | 0 | 0 | 0 | 0 | 0 | 0 | 0 | 0 | 0 | 0 | 0 | 0 | 0 | 0 | 0 | 0 | 0 | 0
B. INFLOWS
Corporate tax | USDm | 987.961 | 0 | 0 | 0 | 0 | 0 | 0 | 0 | 0 | 0 | 0 | 16.8555 | 17.8658 | 18.9334 | 20.0626 | 21.2579 | 22.5241 | 23.8665 | 25.2908 | 26.8032 | 28.4102 | 30.1189 | 31.9372 | 33.8732 | 35.9359 | 36.8099 | 55.6396 | 56.5428 | 57.4611 | 58.3948 | 59.3442 | 60.3095 | 61.1413 | 61.9897 | 62.8551 | 63.7378 | 0 | 0 | 0 | 0 | 0
Water royalty | USDm | 189.5651 | 0 | 0 | 0 | 0 | 0 | 3.9866 | 4.7839 | 4.8796 | 4.9772 | 5.0767 | 5.1783 | 5.2818 | 5.3875 | 5.4952 | 5.6051 | 5.7172 | 5.8316 | 5.9482 | 6.0672 | 6.1885 | 6.3123 | 6.4385 | 6.5673 | 6.6986 | 6.8326 | 6.9693 | 7.1086 | 7.2508 | 7.3958 | 7.5437 | 7.6946 | 7.8485 | 8.0055 | 8.1656 | 8.3289 | 0 | 0 | 0 | 0 | 0
Dividends on government equity | USDm | 815.0479 | 0 | 0 | 0 | 0 | 0 | 15.0908 | 20.9135 | 21.1745 | 21.4408 | 22.8881 | 19.6524 | 19.7732 | 19.885 | 19.9867 | 20.0772 | 20.1552 | 20.2195 | 20.2685 | 20.3008 | 20.3145 | 20.3079 | 20.2789 | 28.0042 | 35.8571 | 36.4317 | 31.9604 | 32.5543 | 33.1581 | 33.7719 | 36.742 | 39.6522 | 40.1991 | 40.7569 | 41.3259 | 41.9063 | 0 | 0 | 0 | 0 | 0
NET FISCAL CASH FLOW | USDm | 1434.2021 | -15.1874 | -30.682 | -122.0962 | -122.9894 | -117.3375 | 15.378 | 21.9239 | 22.2052 | 22.4921 | 23.9604 | 37.6017 | 38.7547 | 39.9564 | 41.2101 | 42.519 | 43.8869 | 45.3177 | 46.8157 | 48.3854 | 50.0318 | 51.7601 | 53.5761 | 63.2646 | 73.2079 | 74.6848 | 89.0721 | 90.5987 | 92.1508 | 93.7289 | 97.6796 | 101.587 | 102.9982 | 104.4376 | 105.9058 | 107.4034 | 0 | 0 | 0 | 0 | 0
Cumulative net fiscal cash flow | USDm |  | -15.1874 | -45.8694 | -167.9656 | -290.955 | -408.2925 | -392.9146 | -370.9906 | -348.7854 | -326.2933 | -302.333 | -264.7313 | -225.9766 | -186.0202 | -144.8101 | -102.2911 | -58.4042 | -13.0864 | 33.7293 | 82.1147 | 132.1466 | 183.9067 | 237.4827 | 300.7473 | 373.9552 | 448.64 | 537.7121 | 628.3108 | 720.4615 | 814.1905 | 911.8701 | 1013.4571 | 1116.4553 | 1220.8929 | 1326.7987 | 1434.2021 | 1434.2021 | 1434.2021 | 1434.2021 | 1434.2021 | 1434.2021
Annual government cash requirement (outflows) | USDm | 122.9894 | 15.1874 | 30.682 | 122.0962 | 122.9894 | 117.3375 | 3.6994 | 3.7734 | 3.8489 | 3.9259 | 4.0044 | 4.0845 | 4.1662 | 4.2495 | 4.3345 | 4.4212 | 4.5096 | 4.5998 | 4.6918 | 4.7856 | 4.8813 | 4.979 | 5.0785 | 5.1801 | 5.2837 | 5.3894 | 5.4972 | 5.6071 | 5.7193 | 5.8336 | 5.9503 | 6.0693 | 6.1907 | 6.3145 | 6.4408 | 6.5696 | 0 | 0 | 0 | 0 | 0
Annual cash requirement / government revenue | % | 1.883% | 0.2583% | 0.497% | 1.883% | 1.807% | 1.642% | 0.0493% | 0.04789% | 0.04652% | 0.04519% | 0.0439% | 0.04264% | 0.04143% | 0.04024% | 0.03909% | 0.03798% | 0.03689% | 0.03584% | 0.03481% | 0.03382% | 0.03285% | 0.03191% | 0.031% | 0.03012% | 0.02926% | 0.02842% | 0.02761% | 0.02682% | 0.02605% | 0.02531% | 0.02459% | 0.02388% | 0.0232% | 0.02254% | 0.02189% | 0.02127% | 0% | 0% | 0% | 0% | 0%
FISCAL NPV @ government discount rate | USDm | 30.1994
Fiscal NPV less PV of expected loss on remaining contingent exposure | USDm | -74.364
Peak annual government cash requirement | USDm | 122.9894
Peak annual requirement / government revenue | % | 1.883%
Maximum cumulative fiscal outlay | USDm | 408.2925
Tax forgone through holiday (nominal) | USDm | 58.0019

## 26_DEBT_SUSTAINABILITY
26 PROJECT-LEVEL FISCAL EXPOSURE SCREENING
NOT a debt sustainability analysis. Does not replace IMF/World Bank DSA. Fictional country data.
A. COUNTRY INPUTS (fictional Navaria, 2026)
Nominal GDP | USD bn | 35 | Fictional
Nominal USD GDP growth | % p.a. | 5%
Government revenue (excl. grants) | % GDP | 16%
Public debt | % GDP | 48%
External / FX share of public debt | % | 55%
Public debt service / revenue | % | 22%
Overall fiscal balance | % GDP | -4.5%
Latest published DSA risk of debt distress (1=low, 2=moderate, 3=high, 4=in distress) | 1-4 | 2 | Take from latest IMF/WB DSA — fictional here
B. SCREENING THRESHOLDS (user-editable, illustrative)
Public debt / GDP benchmark | % GDP | 55% | LIC-DSF PV total public debt benchmark 35/55/70% (weak/medium/strong) [FR-09]; nominal vs PV not adjusted
Material increment in debt / GDP from one project | % GDP | 1% | Screening convention — user-defined
Material contingent exposure | % GDP | 2% | Screening convention — user-defined
Material annual cash requirement | % revenue | 1% | Screening convention — user-defined
C. PROJECTIONS
Nominal GDP | USDm |  |  | 36750 | 38587.5 | 40516.875 | 42542.7188 | 44669.8547 | 46903.3474 | 49248.5148 | 51710.9405 | 54296.4876 | 57011.3119 | 59861.8775 | 62854.9714 | 65997.72 | 69297.606 | 72762.4863 | 76400.6106 | 80220.6411 | 84231.6732 | 88443.2568 | 92865.4197 | 97508.6907 | 102384.1252 | 107503.3315 | 112878.498 | 118522.4229 | 124448.5441 | 130670.9713 | 137204.5198 | 144064.7458 | 151267.9831 | 158831.3823 | 166772.9514 | 175111.599 | 183867.1789 | 193060.5379 | 202713.5648 | 212849.243 | 223491.7051 | 234666.2904 | 246399.6049
Government revenue | USDm |  |  | 5880 | 6174 | 6482.7 | 6806.835 | 7147.1767 | 7504.5356 | 7879.7624 | 8273.7505 | 8687.438 | 9121.8099 | 9577.9004 | 10056.7954 | 10559.6352 | 11087.617 | 11641.9978 | 12224.0977 | 12835.3026 | 13477.0677 | 14150.9211 | 14858.4671 | 15601.3905 | 16381.46 | 17200.533 | 18060.5597 | 18963.5877 | 19911.7671 | 20907.3554 | 21952.7232 | 23050.3593 | 24202.8773 | 25413.0212 | 26683.6722 | 28017.8558 | 29418.7486 | 30889.6861 | 32434.1704 | 34055.8789 | 35758.6728 | 37546.6065 | 39423.9368
On-budget project debt / GDP | % | 0% |  | 0% | 0% | 0% | 0% | 0% | 0% | 0% | 0% | 0% | 0% | 0% | 0% | 0% | 0% | 0% | 0% | 0% | 0% | 0% | 0% | 0% | 0% | 0% | 0% | 0% | 0% | 0% | 0% | 0% | 0% | 0% | 0% | 0% | 0% | 0% | 0% | 0% | 0% | 0% | 0%
Maximum contingent exposure / GDP | % | 2.592% |  | 0.2952% | 0.9482% | 1.729% | 2.332% | 2.592% | 2.563% | 2.323% | 2.041% | 1.775% | 1.521% | 1.327% | 1.215% | 1.108% | 1.005% | 0.9063% | 0.8109% | 0.7189% | 0.63% | 0.5441% | 0.4637% | 0.4212% | 0.3799% | 0.3584% | 0.3072% | 0.2902% | 0.2638% | 0.2492% | 0.2354% | 0.2225% | 0.2142% | 0.1999% | 0.1932% | 0.1867% | 0.1804% | 0.1744% | 0% | 0% | 0% | 0% | 0%
Government cash requirement / revenue | % | 1.883% |  | 0.2583% | 0.497% | 1.883% | 1.807% | 1.642% | 0.0493% | 0.04789% | 0.04652% | 0.04519% | 0.0439% | 0.04264% | 0.04143% | 0.04024% | 0.03909% | 0.03798% | 0.03689% | 0.03584% | 0.03481% | 0.03382% | 0.03285% | 0.03191% | 0.031% | 0.03012% | 0.02926% | 0.02842% | 0.02761% | 0.02682% | 0.02605% | 0.02531% | 0.02459% | 0.02388% | 0.0232% | 0.02254% | 0.02189% | 0.02127% | 0% | 0% | 0% | 0% | 0%
Cumulative fiscal outlay / GDP | % | 0.914% |  | 0.04133% | 0.1189% | 0.4146% | 0.6839% | 0.914% | 0.8377% | 0.7533% | 0.6745% | 0.6009% | 0.5303% | 0.4422% | 0.3595% | 0.2819% | 0.209% | 0.1406% | 0.07644% | 0.01631% | 0% | 0% | 0% | 0% | 0% | 0% | 0% | 0% | 0% | 0% | 0% | 0% | 0% | 0% | 0% | 0% | 0% | 0% | 0% | 0% | 0% | 0% | 0%
D. SCREENING RESULT
Peak on-budget increment / GDP | % GDP | 0.914%
Peak contingent exposure / GDP | % GDP | 2.592%
Peak cash requirement / revenue | % rev | 1.883%
Public debt / GDP incl. peak project increment | % GDP | 48.91%
Thresholds breached (0-4; 4th = project pushes debt above benchmark) | # | 2
PROJECT-LEVEL FISCAL EXPOSURE SCREENING RESULT |  | MODERATE additional fiscal pressure

## 27_SCENARIOS
27 SCENARIOS — Case table, stress parameters and effective levers
Cases are mutually exclusive; stresses are additive toggles (01_CONTROL_PANEL). Snapshot table filled by tools/run_snapshots.py
Case parameter | Unit | Base | Low | High | Note
Hydrology (flow) factor | x | 1 | 0.93 | 1.04 | Applies to all years
CAPEX factor | x | 1 | 1.1 | 0.95
Demand growth adjustment (added to each segment) | pp | 0% | -1.5% | 1%
OPEX factor | x | 1 | 1.1 | 0.95
STRESS PARAMETERS (applied only when the toggle is ON)
Drought: flow factor during drought window | x | 0.7 | Assumption; calibrate to worst historical multi-year sequence
Drought: first operating year affected | op yr | 4
Drought: duration | years | 3 | Multi-year droughts occurred at Kariba (see case library)
CAPEX overrun | % | 27% | Ansar et al. 2014: median real overrun +27%, mean +96% [HY-08]
Construction delay | years | 2 | Ansar et al. 2014: mean schedule overrun 2.3 yrs, median 1.7 [HY-08]
Low demand: demand level factor | x | 0.8
Offtaker stress: fall in collection rate (from COD) | pp | 8%
Offtaker stress: cut in government transfers to utility (from COD) | % | 30%
Offtaker stress: retail tariff freeze from COD | years | 5 | Nominal freeze, then indexation resumes (level not recovered)
FX stress: one-off step devaluation (NVL per USD rises by) | % | 50% | Step at plant COD, on top of trend; cf. recent large devaluations in SSA
High interest: add-on to commercial rate | % abs | 3% | Concessional debt assumed fixed-rate
Transmission delay | years | 2
Climate trend on mean flows | % / decade | -3% | Illustrative; must come from basin-specific climate study
EFFECTIVE LEVERS USED BY THE ENGINE
Effective flow factor | x | 1
Effective CAPEX factor | x | 1
Effective construction delay | years | 0
Demand growth adjustment | pp | 0%
Demand level factor | x | 1
Collection-rate adjustment | pp | -0%
Government transfer factor | x | 1
Retail tariff freeze | years | 0
FX trend depreciation | % p.a. | 6%
FX step devaluation at COD | % | 0%
Commercial rate add-on | % abs | 0%
Transmission delay | years | 0
Climate trend | %/decade | -0%
OPEX factor | x | 1
Tariff factor | x | 1
SCENARIOS — FULL-ENGINE SNAPSHOT (static values, generated 2026-10-03 by tools/run_snapshots.py; stresses run with commercial debt LOCKED at base amount, annuity profile)
Run | Project IRR | Equity IRR | Min DSCR | LLCR | Financing gap USDm | LCOE USD/MWh | Utility pay capacity (min yr1-10) | Utility PPA gap USDm (life) | DS shortfall USDm | Fiscal NPV USDm | Peak contingent USDm | Peak cash need % rev | Bankability verdict | Fiscal screen
Base — debt sized in-model | 9.703% | 14.87% | 1.9638 | 1.6121 | 60.932 | 110.6174 | 2.0038 | 0 | 0 | 30.1994 | 1202.1091 | 1.883% | NOT YET BANKABLE — development gaps remain | MODERATE additional fiscal pressure
Base — debt locked | 9.703% | 15.1% | 1.7517 | 1.6156 | 62.172 | 110.6174 | 2.0038 | 0 | 0 | 28.4922 | 1203.0855 | 1.882% | NOT YET BANKABLE — development gaps remain | MODERATE additional fiscal pressure
Low case | 8.507% | 12.16% | 1.6661 | 1.5089 | 104.6872 | 130.1137 | 1.6708 | 0 | 0 | -53.189 | 1312.3069 | 2.09% | NOT BANKABLE — critical gap(s) must be closed | HIGH additional fiscal pressure — escalate to MoF / DSA team
High case | 10.38% | 16.98% | 1.7988 | 1.6745 | 40.9145 | 101.384 | 2.3002 | 0 | 0 | 73.4512 | 1148.5021 | 1.777% | NOT YET BANKABLE — development gaps remain | MODERATE additional fiscal pressure
Drought | 9.542% | 14.67% | 1.6347 | 1.5865 | 62.172 | 117.4461 | 2.0038 | 0 | 0 | 20.0195 | 1203.0855 | 1.882% | NOT YET BANKABLE — development gaps remain | MODERATE additional fiscal pressure
CAPEX overrun | 7.563% | 10.07% | 1.6502 | 1.4695 | 176.9629 | 135.475 | 2.0038 | 0 | 0 | -124.2795 | 1496.7697 | 2.438% | NOT BANKABLE — critical gap(s) must be closed | HIGH additional fiscal pressure — escalate to MoF / DSA team
Construction delay | 8.271% | 11.27% | 1.7519 | 1.594 | 158.8519 | 131.2363 | 2.2339 | 0 | 0 | -30.8259 | 1377.9774 | 1.662% | NOT YET BANKABLE — development gaps remain | MODERATE additional fiscal pressure
Low demand | 9.703% | 15.1% | 1.7517 | 1.6156 | 62.172 | 110.6174 | 1.3477 | 0 | 0 | 28.4922 | 1203.0855 | 1.882% | NOT YET BANKABLE — development gaps remain | MODERATE additional fiscal pressure
Offtaker stress | 9.703% | 15.1% | 1.7517 | 1.6156 | 62.172 | 110.6174 | 0 | 5525.4296 | 0 | -1237.7873 | 1203.0855 | 1.94% | NOT BANKABLE — critical gap(s) must be closed | HIGH additional fiscal pressure — escalate to MoF / DSA team
Offtaker stress, no budget backstop (PPA guarantee called) | 9.703% | 15.1% | 1.7517 | 1.6156 | 62.172 | 110.6174 | 0 | 5525.4296 | 0 | -1237.7873 | 1203.0855 | 1.94% | NOT BANKABLE — critical gap(s) must be closed | HIGH additional fiscal pressure — escalate to MoF / DSA team
FX step devaluation at COD | 9.703% | 15.1% | 1.7517 | 1.6156 | 62.172 | 110.6174 | 0.43985 | 1173.2542 | 0 | -412.3804 | 1203.0855 | 1.882% | NOT BANKABLE — critical gap(s) must be closed | HIGH additional fiscal pressure — escalate to MoF / DSA team
High interest rate | 9.722% | 12.7% | 1.584 | 1.3448 | 105.4161 | 110.6174 | 2.0038 | 0 | 0 | -17.7921 | 1268.8572 | 1.871% | NOT YET BANKABLE — development gaps remain | MODERATE additional fiscal pressure
Transmission delay | 9.703% | 15.1% | 1.7517 | 1.6156 | 62.172 | 110.6174 | 1.6292 | 0 | 0 | 50.6778 | 1203.0855 | 1.645% | NOT BANKABLE — critical gap(s) must be closed | MODERATE additional fiscal pressure
Climate trend | 9.588% | 14.88% | 1.7389 | 1.6003 | 62.172 | 115.2899 | 2.005 | 0 | 0 | 17.9539 | 1203.1525 | 1.882% | NOT YET BANKABLE — development gaps remain | MODERATE additional fiscal pressure
Combined: overrun + delay + offtaker + FX | 6.43% | 7.774% | 1.6442 | 1.442 | 288.9565 | 161.4587 | 0 | 5771.4176 | 0 | -1324.627 | 1706.8625 | 2.117% | NOT BANKABLE — critical gap(s) must be closed | HIGH additional fiscal pressure — escalate to MoF / DSA team

## 28_SENSITIVITY
28 SENSITIVITY — Live closed-form LCOE tornado + full-engine snapshot
Live section recalculates instantly; snapshot section is generated by tools/run_snapshots.py
A. LIVE LCOE TORNADO (screening: real annuity on plant CAPEX, P50, discount rate)
Capital recovery factor | x | 0.10608
Base capital (funding base + IDC) | USDm | 1234.937
Screening LCOE — base | USD/MWh | 95.7721
Driver | Flex | LCOE low | LCOE high | Swing
CAPEX ±20% | 20% | 80.0445 | 111.4997 | 31.4553
Generation ±10% | 10% | 87.0655 | 106.4134 | 19.3479
Discount rate ±2pp | 2% | 82.9831 | 109.1635 | 26.1805
OPEX ±20% | 20% | 92.3453 | 99.1989 | 6.8536
Delivered share (curtailment 0-15%) | 15% | 95.7721 | 112.6731 | 16.901
Closed-form screening: ignores tax, financing structure and timing. Use full-engine snapshot for financing metrics.
SENSITIVITIES — FULL-ENGINE SNAPSHOT (static values, generated 2026-10-03 by tools/run_snapshots.py; stresses run with commercial debt LOCKED at base amount, annuity profile)
Run | Project IRR | Equity IRR | Min DSCR | LLCR | Financing gap USDm | LCOE USD/MWh | Utility pay capacity (min yr1-10) | Utility PPA gap USDm (life) | DS shortfall USDm | Fiscal NPV USDm | Peak contingent USDm | Peak cash need % rev | Bankability verdict | Fiscal screen
Base — debt locked | 9.703% | 15.1% | 1.7517 | 1.6156 | 62.172 | 110.6174 | 2.0038 | 0 | 0 | 28.4922 | 1203.0855 | 1.882% | NOT YET BANKABLE — development gaps remain | MODERATE additional fiscal pressure
CAPEX -20% | 11.95% | 23.35% | 1.8395 | 1.746 | 0 | 92.2044 | 2.0038 | 0 | 0 | 176.1853 | 986.0376 | 1.451% | NOT YET BANKABLE — development gaps remain | MODERATE additional fiscal pressure
CAPEX +20% | 8.048% | 11.07% | 1.6749 | 1.5046 | 147.2023 | 129.0305 | 2.0038 | 0 | 0 | -86.9626 | 1420.5965 | 2.295% | NOT BANKABLE — critical gap(s) must be closed | HIGH additional fiscal pressure — escalate to MoF / DSA team
Generation -10% | 9.437% | 14.5% | 1.7127 | 1.574 | 62.172 | 122.3866 | 2.0098 | 0 | 0 | 8.1033 | 1203.4553 | 1.882% | NOT YET BANKABLE — development gaps remain | MODERATE additional fiscal pressure
Generation +10% | 9.964% | 15.69% | 1.7907 | 1.6573 | 62.172 | 100.9881 | 1.9981 | 0 | 0 | 48.8812 | 1202.7157 | 1.882% | NOT YET BANKABLE — development gaps remain | MODERATE additional fiscal pressure
Tariff -10% | 8.554% | 12.5% | 1.5838 | 1.4375 | 62.172 | 110.6174 | 2.2264 | 0 | 0 | -38.1139 | 1204.7319 | 1.882% | NOT YET BANKABLE — development gaps remain | MODERATE additional fiscal pressure
Tariff +10% | 10.79% | 17.58% | 1.9196 | 1.7938 | 62.172 | 110.6174 | 1.8216 | 0 | 0 | 95.0984 | 1201.439 | 1.882% | NOT YET BANKABLE — development gaps remain | MODERATE additional fiscal pressure
OPEX +20% | 9.422% | 14.46% | 1.7111 | 1.5716 | 62.172 | 113.6571 | 2.0038 | 0 | 0 | 11.6397 | 1203.5329 | 1.882% | NOT YET BANKABLE — development gaps remain | MODERATE additional fiscal pressure
Commercial rate +200bp | 9.716% | 13.47% | 1.6366 | 1.4262 | 90.9517 | 110.6174 | 2.0038 | 0 | 0 | -2.8007 | 1246.85 | 1.875% | NOT YET BANKABLE — development gaps remain | MODERATE additional fiscal pressure
P90 generation in cash flows | 9.292% | 14.18% | 1.6918 | 1.5516 | 62.172 | 129.868 | 2.0132 | 0 | 0 | -2.8643 | 1203.6542 | 1.882% | NOT YET BANKABLE — development gaps remain | MODERATE additional fiscal pressure

## 29_RISK_ALLOCATION
29 RISK ALLOCATION — Who bears each risk, and can it be contractually mitigated?
P = primary bearer, S = shares risk, blank = none. Indicative allocation for the selected PPP/IPP structure (fictional).
Risk | Government | Developer | EPC | Lender | Utility | Consumer | Insurer | DFI | Contractually mitigable? | Main instruments | Model link
Hydrology |  | P |  | S |  |  |  |  | Partial | Energy-only exposure via two-part tariff; DSRA; P90 sizing; hydrology reserve; parametric drought cover (where available) | 03/04, st_drought
Construction (geology, quality) |  | S | P | S |  |  | S |  | Yes (largely) | Fixed-price date-certain EPC, LDs, performance bonds, CAR insurance, geotechnical baseline report | 05/06
Cost overrun | S | P | S | S |  |  |  | S | Partial | Contingency, standby debt/equity, sponsor completion support; unforeseen geology often reverts to owner | st_capex
Delay | S | P | S | S |  |  | S |  | Partial | Delay LDs, DSU insurance, IDC contingency | st_delay
Demand | S |  |  |  | P | S |  |  | Partial | Take-or-pay / deemed energy shifts risk to utility → ultimately government/consumers | 10, st_demand
Offtaker payment | P | S |  | S | P | S |  | S | Partial | LC/escrow, liquidity facility, sovereign guarantee, PRG, MIGA NHSFO, utility recovery plan | 12, st_offtaker
Tariff / regulatory reset | P | S |  | S | S | S |  |  | Yes | PPA tariff fixed by contract; regulator approval of pass-through | 13/14
FX | P | S |  | S | P | S |  | S | Partial | USD tariff (moves risk to utility), FX convertibility undertaking, local-currency debt tranche | st_fx
Interest rate |  | P |  | S |  |  |  | S | Yes | Fixed-rate DFI loans, swaps, concessional fixed-rate tranches | st_rate
Political | P | S |  | S |  |  | S | S | Yes (insurable) | MIGA/ATI political risk insurance, PRG, stabilisation, arbitration | 23
Regulatory / change in law | P | S |  | S |  |  |  |  | Yes | Change-in-law compensation in PPA/IA | 13
Transmission | P | S |  | S | P |  |  | S | Partial | Interface agreement, deemed energy, parallel financing of line, transmission PPP | 08/09, st_trans
Grid stability / curtailment | S | S |  |  | P |  |  |  | Partial | Grid code compliance, deemed energy, dispatch rules | 09
Environmental & social | S | P | S | S |  |  |  | S | Partial | ESIA/ESMP to lender standards, RAP budget, independent monitoring, e-flow covenants | 13 (Gate 9)
Natural force majeure | S | S | S | S | S |  | P |  | Partial | Insurance; FM relief; extension of term | 14
Termination | P | S |  | S | S |  |  | S | Yes (defines liability) | Termination payment formulae; buy-out; step-in rights | 23 x_term
Risks where Government is primary bearer | # | 7
Risks where Utility is primary bearer | # | 5
Allocation reflects a generic risk-matrix logic for discussion; actual allocation depends on negotiated contracts. Not legal advice.

## 30_BANKABILITY
30 BANKABILITY — Hydropower Bankability Framework™ (9 gates, weakest-link, auditable thresholds)
Score: 3 READY, 2 CONDITIONAL, 1 DEVELOPMENT GAP, 0 CRITICAL GAP. Gate status = weakest test. Thresholds are illustrative and editable.
Gate / test | Direction | Metric | READY if | COND. if | DEV. GAP if | Score | Status | Source / logic
GATE 1 — RESOURCE | [5 empty] | 2 | CONDITIONAL | Complete independent hydrology review and agree P90 basis with lenders' technical adviser
Reliable flow record (years) | H | 22 | 25 | 15 | 8 | 2 | CONDITIONAL | 03_HYDROLOGY
P90 / P50 energy ratio | H | 0.84621 | 0.85 | 0.78 | 0.7 | 2 | CONDITIONAL | 03_HYDROLOGY
Hydrology study maturity (1-3) | H | 2 | 3 | 2 | 1 | 2 | CONDITIONAL | 03_HYDROLOGY
GATE 2 — DEMAND | [5 empty] | 2 | CONDITIONAL | Confirm demand absorption with utility dispatch study and anchor-load MoUs
Bankable / contracted demand, worst of op yrs 1-5 | H | 1 | 1 | 0.9 | 0.7 | 3 | READY | 10_DEMAND
Project share of system peak at COD | L | 19.23% | 15% | 25% | 35% | 2 | CONDITIONAL | 09_GRID
GATE 3 — CONFIGURATION | [5 empty] | 2 | CONDITIONAL | Finalise bankable feasibility study and lenders' technical adviser review
Unit CAPEX / benchmark | L | 1.0243 | 1 | 1.25 | 1.5 | 2 | CONDITIONAL | 05_PLANT_CAPEX
Capacity factor (P50) | H | 47.54% | 45% | 35% | 25% | 3 | READY | 03_HYDROLOGY
Feasibility maturity (1-3) | H | 2 | 3 | 2 | 1 | 2 | CONDITIONAL | 05_PLANT_CAPEX
GATE 4 — TRANSMISSION | [5 empty] | 1 | DEVELOPMENT GAP | Secure financing & EPC for evacuation line; align transmission COD with plant COD; agree deemed-energy allocation
Evacuation capacity at COD / installed | H | 1.625 | 1 | 0.8 | 0.5 | 3 | READY | 09_GRID
Transmission lag behind plant COD (years) | L | 0 | 0 | 1 | 2 | 3 | READY | 08_TRANSMISSION
Transmission financing secured (1/0) | H | 0 | 1 | 1 | 0 | 1 | DEVELOPMENT GAP | 08_TRANSMISSION
GATE 5 — OFFTAKER / UTILITY | [5 empty] | 1 | DEVELOPMENT GAP | Agree utility recovery plan (tariff path, loss reduction), escrow of receivables, liquidity facility / LC sizing
Utility payment capacity / PPA payment, worst of op yrs 1-10 | H | 2.0038 | 1.2 | 1 | 0.8 | 3 | READY | 12_UTILITY
Utility collection rate | H | 88% | 95% | 90% | 80% | 1 | DEVELOPMENT GAP | 12_UTILITY
Payment security (months of billing) | H | 4 | 6 | 3 | 1 | 2 | CONDITIONAL | 11_OFFTAKER
GATE 6 — REGULATION / PPA | [5 empty] | 1 | DEVELOPMENT GAP | Close critical legal/regulatory gaps (tariff pass-through, land, FX) before PPA signature
Regulatory items at CRITICAL GAP | L | 0 | 0 | 0 | 1 | 3 | READY | 13_REGULATION
Regulatory items at GAP | L | 4 | 1 | 3 | 5 | 1 | DEVELOPMENT GAP | 13_REGULATION
Fixed (capacity) share of revenue | H | 71.27% | 60% | 40% | 20% | 3 | READY | 16_REVENUE
GATE 7 — FINANCING | [5 empty] | 2 | CONDITIONAL | Lock financing terms; run lender stress cases; agree DSCR covenants
Minimum DSCR, actual case | H | 1.9638 | 1.3 | 1.1 | 1 | 3 | READY | 20_CASH_FLOW
Financing gap / total uses | L | 4.753% | 0% | 5% | 15% | 2 | CONDITIONAL | 17_PROJECT_FINANCE
Private equity IRR vs target (n/a = met) | H | 14.87% | 15% | 13% | 10% | 2 | CONDITIONAL | 19_EQUITY
GATE 8 — PUBLIC FINANCE | [5 empty] | 1 | DEVELOPMENT GAP | Cap guarantees, replace sovereign guarantees with liquidity instruments, record commitments in fiscal risk statement
Peak annual government cash requirement / revenue | L | 1.883% | 0.5% | 1% | 2% | 1 | DEVELOPMENT GAP | 26_DEBT_SUSTAINABILITY
Peak contingent exposure / GDP | L | 2.592% | 1% | 2% | 4% | 1 | DEVELOPMENT GAP | 24/26
Country DSA risk rating (1-4) | L | 2 | 1 | 2 | 3 | 2 | CONDITIONAL | 26_DEBT_SUSTAINABILITY
GATE 9 — E&S / SUSTAINABILITY | [5 empty] | 2 | CONDITIONAL | Complete RAP implementation milestones before financial close
ESIA & lender-standard compliance (1-3) | H | 2 | 3 | 2 | 1 | 2 | CONDITIONAL | 13_REGULATION
Resettlement plan status (1-3) | H | 2 | 3 | 2 | 1 | 2 | CONDITIONAL | 13_REGULATION
Transboundary / riparian issues (1-3) | H | 3 | 3 | 2 | 1 | 3 | READY | 13_REGULATION
GATE SUMMARY & RANKING (tie-break: gate order)
Gate | Score | Rank key | Status | Action
GATE 1 — RESOURCE | 2 | 2.01 | CONDITIONAL | Complete independent hydrology review and agree P90 basis with lenders' technical adviser
GATE 2 — DEMAND | 2 | 2.02 | CONDITIONAL | Confirm demand absorption with utility dispatch study and anchor-load MoUs
GATE 3 — CONFIGURATION | 2 | 2.03 | CONDITIONAL | Finalise bankable feasibility study and lenders' technical adviser review
GATE 4 — TRANSMISSION | 1 | 1.04 | DEVELOPMENT GAP | Secure financing & EPC for evacuation line; align transmission COD with plant COD; agree deemed-energy allocation
GATE 5 — OFFTAKER / UTILITY | 1 | 1.05 | DEVELOPMENT GAP | Agree utility recovery plan (tariff path, loss reduction), escrow of receivables, liquidity facility / LC sizing
GATE 6 — REGULATION / PPA | 1 | 1.06 | DEVELOPMENT GAP | Close critical legal/regulatory gaps (tariff pass-through, land, FX) before PPA signature
GATE 7 — FINANCING | 2 | 2.07 | CONDITIONAL | Lock financing terms; run lender stress cases; agree DSCR covenants
GATE 8 — PUBLIC FINANCE | 1 | 1.08 | DEVELOPMENT GAP | Cap guarantees, replace sovereign guarantees with liquidity instruments, record commitments in fiscal risk statement
GATE 9 — E&S / SUSTAINABILITY | 2 | 2.09 | CONDITIONAL | Complete RAP implementation milestones before financial close
Lowest gate score |  | 1
Gates at CRITICAL GAP | # | 0
Gates at DEVELOPMENT GAP | # | 4
OVERALL VERDICT |  | NOT YET BANKABLE — development gaps remain
Methodology: each test maps a metric to a status using three explicit thresholds. A gate's status is its weakest test (no averaging, no hidden weights). Thresholds are illustrative screening values chosen by the model author; calibrate them to lender term sheets, IMF/WB guidance and the project's context.

## 31_CASE_STUDY
31 CASE STUDY — Fictional reference project vs public benchmark cases
Benchmarks only from public sources (see research/). 'PUBLIC DATA NOT FOUND' where not verified.
Project | Country | Structure | MW | Reported cost (as published) | Cost used (USDm, nominal) | USD/kW (nominal, unadjusted) | Timeline | Overrun / delay | Credit support | Lesson (analyst inference) | Source (research/ file & IDs)
Nachtigal | Cameroon | IPP/PPP, IFC-led DFI debt | 420 | EUR 1.2bn; US$1,383m per World Bank PAD | 1383 | 3292.8571 | FC Nov 2018; plan 5 yrs; full COD slipped to Dec 2024 / 2025 | COD ~1-2 yrs late; defects found by regulator 2023 | IBRD payment guarantee EUR 86m + loan guarantee EUR 171m; MIGA; 75:25 debt:equity | Guarantees move payment risk to the sovereign via indemnities | africa_part2 S1-S6; source_database PF-11
Bujagali | Uganda | IPP + IDA PRG | 250 | US$582m (2001) → 799m (2007) → 862m (2012) | 862 | 3448 | c.2007-2012 | +48% vs 2001 design (re-procurement, escalation) | IDA PRG US$115m with sovereign indemnity; MIGA US$115m; liquidity facility | Short tenor front-loaded tariff; 2018 refinancing cost the state a tax waiver | africa_part2 S48-S54
Bui | Ghana | Public (BPA), China Exim, cocoa escrow | 400 | US$622m → 790m (2012 review) | 790 | 1975 | COD Dec 2013 | +US$168m (+27%) | China Exim tranches secured on cocoa export escrow | Commodity escrow can substitute for a weak offtaker; utility arrears persist | africa_part1 S38-S43
Kafue Gorge Lower | Zambia | State-owned, sovereign-guaranteed Chinese debt | 750 | US$2.0bn incl. US$312m capitalised interest | 2000 | 2666.6667 | Nov 2015 → full COD Mar 2023 | from US$1.48bn; ~3 yrs late | Sovereign guarantee; ZESCO arrears entered sovereign DSA | Utility liabilities migrate onto sovereign balance sheet | africa_part1 S57-S60; source_database DB-03
Isimba | Uganda | Public, 85% China Exim / 15% GoU | 183 | US$567.7m | 567.7 | 3102.1858 | Apr 2015 → Mar 2019 | ~7 months late; ~700 defects reported | Sovereign borrower | Fast state finance ≠ quality; owner's engineer matters | africa_part2 S34-S35
Karuma | Uganda | Public, 85% China Exim / 15% GoU | 600 | US$1.7bn | 1700 | 2833.3333 | Contract 2013 (5 yrs) → COD Jun 2024 | ~5-6 yrs late | Sovereign borrower | Delay cost borne by state utility (capitalised interest) | africa_part2 S40-S42
Julius Nyerere (Rufiji) | Tanzania | 100% state budget | 2115 | US$2.8-2.9bn (TZS 6.5-7.45tn) | 2850 | 1347.5177 | Construction 2019 → 2025/26 (42-month EPC) | ~3 yrs late; estimate rose TZS 6.5 → 7.45tn | None (budget-funded) | Creates surplus over peak; depends on exports/demand growth | africa_part2 S30-S32
Rusumo Falls | Rwanda/Tanzania/Burundi | Regional public, IDA-financed | 80 | US$468.9m project cost | 468.9 | 5861.25 | Approval 2013 → COD Feb 2025 | Civil works +47%; resettlement cost doubled | IDA grants/credits; transmission parallel-financed AfDB/EU | Multi-country transmission & PPAs gate the revenue | africa_part2 S16-S18
Mpatamanga | Malawi | PPP, storage + peaking | 358.5 | US$1.5-1.64bn (estimate) | 1636 | 4563.4589 | Pre-construction; 5-yr build in 35-yr PPA | Estimate grew from ~US$1bn (snippet) | IDA PRG US$100m; MIGA US$180m; IDA grant US$350m to govt | Heavy concessional layering to make tariff affordable | africa_part2 S26-S29
Ruzizi III | DRC/Rwanda/Burundi | Regional PPP (stalled) | 206 | US$760m | 760 | 3689.3204 | Target 2030 before conflict pause | Stalled since c.2009 | IFIs ~60% expected; EIB lead arranger | Multi-state & conflict risk prevents close | africa_part2 S20-S25
GERD | Ethiopia | State, domestically financed | 5150 | ≈US$5bn (budget US$4.8bn) | 5000 | 970.8738 | 2011 → inauguration Sep 2025 | ~14-yr build | Domestic bonds/budget; no MDB finance | Transboundary disputes; low cost/kW but very long build | africa_part1 S1-S6
Gibe III | Ethiopia | State, ICBC-financed EPC | 1870 | EUR 1.47-1.55bn |  | n/a | Inaugurated Dec 2016 | PUBLIC DATA NOT FOUND | ICBC loan after MDBs withdrew | Procurement governance drives lender eligibility | africa_part1 S53-S55
Nam Theun 2 (intl.) | Lao PDR | Export IPP, MDB-guaranteed | 1070 | US$1.25bn base + US$200m contingency | 1450 | 1355.1402 | FC Jun 2005 → COD Apr 2010 (snippet) | Turnkey price-capped EPC; overrun PUBLIC DATA NOT FOUND | IDA & ADB PRGs, MIGA (~US$186m debt covered); EGAT take-or-pay PPA | Creditworthy export offtaker, not the local utility, underpinned bankability | international_benchmarks S9-S13
Upper Trishuli-1 (intl.) | Nepal | DFI-led domestic IPP | 216 | US$647.4m | 647.4 | 2997.2222 | Completion slipped 2024 → Dec 2026 (snippet) | ~2 yrs | DFI debt ~70% | Domestic-utility IPP needs layered DFI risk cover | international_benchmarks S15-S19
Reventazón (intl.) | Costa Rica | Utility trust & lease, project bond | 305.5 | US$1.4bn | 1400 | 4582.6514 | FC Jan 2014 → inaugurated Sep 2016 (snippet) | Post-COD spillway repairs ~US$15m | Trust owns plant, leased to ICE; IDB A-loan, IFC, IG-rated bond, local-currency bank debt | Off-balance-sheet form, but risk remains with the state utility | international_benchmarks S20-S23
Lumora Falls (FICTIONAL reference) | Navaria (fictional) | PPP (SOE + private, DFI-backed) | 400 | Model: plant CAPEX nominal | 1110.0557 | 2775.1393 | FC 2027 → COD 2032
Median USD/kW of benchmark cases with USD cost (nominal, unadjusted) | USD/kW | 3049.704
Lumora Falls / median | x | 0.90997
Costs are as published, in nominal currency of the year reported, with different scopes (some include IDC, transmission, resettlement). Unit costs are NOT price- or scope-adjusted and are indicative only. Full field-by-field case files (A-AD) incl. 'PUBLIC DATA NOT FOUND' entries are in research/case_studies/. EUR costs not converted (n/a).

## 32_DASHBOARD
32 DASHBOARD — Can this project deliver bankable power without unsustainable public liabilities?
Project: Lumora Falls Hydropower Project (LFHP) ¦ Structure: PPP (SOE + private, DFI-backed) ¦ Case: Base ¦ Active stresses: 0
VERDICT: NOT YET BANKABLE — development gaps remain ¦ FISCAL SCREEN: MODERATE additional fiscal pressure
PROJECT STATUS |  | FINANCIAL
Installed capacity (MW) | 400 | Project IRR | 9.703%
P50 generation (GWh/yr) | 1665.8718 | Private equity IRR | 14.87%
Capacity factor (P50) | 47.54% | Project NPV (USDm) | -25.3004
Plant CAPEX real 2026 (USDm) | 1030.4 | Minimum DSCR | 1.9638
Unit CAPEX (USD/kW, base) | 2576 | Average DSCR | 3.5336
COD | 2032 | LLCR | 1.6121
Blended PPA tariff, op yr 2 (USD/MWh) | 109.2023 | Senior debt capacity (USDm) | 1107.5873
LCOE plant (USD/MWh) | 110.6174 | Senior debt raised (USDm) | 832.5418
LCOE delivered system (USD/MWh) | 133.851 | Financing gap (USDm) | 60.932
POWER SYSTEM |  | UTILITY
Transmission readiness gap (years) | 0 | Utility EBITDA op yr 2 (USDm) | 416.4046
Evacuation capacity at COD (MW) | 650 | Collection rate | 88%
Project share of system peak at COD | 19.23% | Receivable days op yr 2 | 121.2882
Bankable/contracted demand (worst yr 1-5) | 1 | Payment capacity / PPA (worst yr 1-10) | 2.0038
Lifetime curtailment (GWh) | 0 | Lifetime offtaker payment gap (USDm) | 0
Deemed energy paid (GWh) | 0 | Unpaid arrears to IPP (USDm) | 0
PUBLIC FINANCE |  | BANKABILITY GATES
Government upfront contribution (USDm) | 408.2925 | GATE 1 — RESOURCE | CONDITIONAL
Peak contingent exposure (USDm) | 1202.1091 | GATE 2 — DEMAND | CONDITIONAL
PV expected loss (USDm, user probs) | 104.5634 | GATE 3 — CONFIGURATION | CONDITIONAL
Fiscal NPV (USDm) | 30.1994 | GATE 4 — TRANSMISSION | DEVELOPMENT GAP
Peak annual cash need / revenue | 1.883% | GATE 5 — OFFTAKER / UTILITY | DEVELOPMENT GAP
Peak contingent exposure / GDP | 2.592% | GATE 6 — REGULATION / PPA | DEVELOPMENT GAP
Screening result | MODERATE additional fiscal pressure | GATE 7 — FINANCING | CONDITIONAL
|  | GATE 8 — PUBLIC FINANCE | DEVELOPMENT GAP
|  | GATE 9 — E&S / SUSTAINABILITY | CONDITIONAL
TOP 5 BANKABILITY GAPS |  | TOP 5 ACTIONS BEFORE FINANCIAL CLOSE
1. GATE 4 — TRANSMISSION | DEVELOPMENT GAP | 1. Secure financing & EPC for evacuation line; align transmission COD with plant COD; agree deemed-energy allocation
2. GATE 5 — OFFTAKER / UTILITY | DEVELOPMENT GAP | 2. Agree utility recovery plan (tariff path, loss reduction), escrow of receivables, liquidity facility / LC sizing
3. GATE 6 — REGULATION / PPA | DEVELOPMENT GAP | 3. Close critical legal/regulatory gaps (tariff pass-through, land, FX) before PPA signature
4. GATE 8 — PUBLIC FINANCE | DEVELOPMENT GAP | 4. Cap guarantees, replace sovereign guarantees with liquidity instruments, record commitments in fiscal risk statement
5. GATE 1 — RESOURCE | CONDITIONAL | 5. Complete independent hydrology review and agree P90 basis with lenders' technical adviser

## 33_CHECKS
33 CHECKS — Model integrity
All checks should read OK
Sources = uses | OK
Construction funding balances every year | OK
CAPEX phasing sums to 100% | OK
Concessional debt fully repaid by end of term | OK
Commercial debt fully repaid by end of term | OK
Concessional repayment within concession | OK
Commercial tenor within concession | OK
Timeline fits model horizon | OK
Energy chain: delivered ≤ generation | OK
Unpaid amounts non-negative | OK
Structure check | OK
ALL CHECKS | ALL OK